## Dashboard
Project Bana – Dashboard
Project Bana
50 MVA onshore wind, Ács Katódgyár – sale at COD vs hold to maturity
|  | Version |  | v2
|  | Model date |  | 2026-10-14
|  | Key-assumption set |  | Base: Raiffeisen
|  | Master check |  | OK
|  | Item | Unit | European turbine | Chinese turbine | [15 empty] | Key assumptions | Unit | Live
x |  | The bid: commitments and points |  | European turbine | Chinese turbine | Offerable range | Points EU | Points CN | [12 empty] | Key-assumption set
|  | Municipal one-off (ÖSZ-1) | EUR k/MW | 50 | 50 | 0 or 10–50 | 20 | 20 | [12 empty] | Key-assumption set | text | Base: Raiffeisen
|  | Community contribution (ÖSZ-2) | EUR/MWh | 3 | 3 | 0 or 2–3 | 15 | 15
|  | Overbuild committed (ÖSZ-3) | % | 20% | 20% | ≥ 0 % | 5 | 5 | [12 empty] | Key assumptions (live)
|  | BESS power, share of MVA (ÖSZ-4) | % | 20% | 20% | ≤ wind MW | 7.5 | 7.5 | [12 empty] | Purchase price | EUR k | 4500
|  | BESS duration | h | 4 | 4 | ≥ 4 h | [14 empty] | COD | date | 2030-09-30
|  | Performance security multiple (ÖSZ-6) | x | 1 | 1 | ≥ 1.0 | 0 | 0 | [12 empty] | Overbuild built | % | 10%
|  | Partial award accepted (ÖSZ-5) | flag | 0 | 0 | 0 / 1 | 0 | 0 | [12 empty] | Sanction regime (1 pro rata, 2 full) | flag | 1
|  | Shared connection (ÖSZ-8) | flag | 0 | 0 | 0 / 1 | 0 | 0 | [12 empty] | COD price, EU | EUR k/MW | 2450
|  | EU turbines ≥ 80 % (ÖSZ-9), sets the route | flag | 1 | 0 | 0 / 1 | 12 | 0 | [12 empty] | COD price, CN | EUR k/MW | 2100
|  | EU transformers ≥ 80 % (ÖSZ-9) | flag | 0 | 0 | 0 / 1 | 0 | 0 | [12 empty] | Turbine price, EU | EUR k/MW | 950
|  | Points total | points | 59.5 | 47.5 | [15 empty] | Turbine price, CN | EUR k/MW | 500
|  | Commitments within the offerable range | flag | OK | OK | [15 empty] | Net P50 hours | h/yr | 2600
[21 empty] | PPA price at COD, whole life | EUR/MWh | 90
x |  | Capacity: committed vs built |  | European turbine | Chinese turbine | [15 empty] | Debt rate | % | 5%
|  | Wind committed in the bid | MW | 60 | 60 | [15 empty] | Target DSCR | x | 1.2
|  | Wind built | MW | 55 | 55 | [15 empty] | Tenor from COD | years | 15
|  | BESS committed | MW | 10 | 10 | [15 empty] | Debt share cap | % | 70%
|  | BESS energy committed | MWh | 40 | 40 | [15 empty] | CIT | % | 15%
|  | BESS built | MW | 10 | 10 | [15 empty] | Robin Hood tax on (1 = yes) | flag | 0
|  | Wind build shortfall vs commitment | % | 8.333% | 8.333% | [15 empty] | Discount rate | % | 8%
|  | Memo: connection right lost pro rata | MVA | 0 | 0 | [15 empty] | FX | HUF/EUR | 365
|  | Grid-bottleneck energy loss | % | 0.4545% | 0.4545%
|  | PB call if the pro-rata rule applies (GYIK 28/30) | EUR m | 0 | 0
|  | PB call if the full-call rule applies (GYIK 72) | EUR m | 2.2164 | 2.2164
|  | PB call paid, selected regime | EUR m | 0 | 0
x |  | Returns at a glance |  | European turbine | Chinese turbine
|  | FEP profit – sale at COD | EUR m | 20.8886 | 28.9538
|  | FEP IRR – sale at COD | % | 24.81% | 43.06%
|  | FEP MOIC – sale at COD | x | 1.3303 | 1.8038
|  | FEP NPV – sale at COD | EUR m | 11.0244 | 18.5404
|  | FEP profit – hold to maturity | EUR m | 137.2545 | 160.398
|  | FEP IRR – hold to maturity | % | 7.406% | 11.85%
|  | FEP MOIC – hold to maturity | x | 3.1304 | 5.3119
|  | FEP NPV – hold to maturity | EUR m | -3.7261 | 16.6126
|  | Project IRR, actual tax, before financing | % | 6.966% | 9.634%
x |  | Funding to COD |  | European turbine | Chinese turbine
|  | Purchase price, DD and devex | EUR m | 5.15 | 5.15
|  | Participation fee, TSO security, guarantee fees | EUR m | 1.1149 | 1.1149
|  | Construction capex (wind, substation, BESS) | EUR m | 91.9638 | 64.7163
|  | Connection fees, net of TSO security | EUR m | 8.1548 | 8.1548
|  | Municipal one-off | EUR m | 2.5 | 2.5
|  | Capitalised interest and debt fees | EUR m | 3.5252 | 3.545
|  | Land lease during construction | EUR m | 0.34017 | 0.34017
|  | Total uses | EUR m | 112.7489 | 85.5212
|  | Senior debt at COD (incl. capitalised interest) | EUR m | 49.5 | 49.5
|  | FEP equity to COD | EUR m | 63.2489 | 36.0212
|  | FEP peak equity, hold (incl. DSRA) | EUR m | 64.4265 | 37.1988
|  | Debt share of total uses | % | 43.9% | 57.88%
x |  | Securities and fees |  | European turbine | Chinese turbine | Form | Posted | Released
|  | Participation fee | EUR m | 0.0082192 | 0.0082192 | cash | 2026-10-30 | –
|  | Bid security | EUR m | 0.44329 | 0.44329 | guarantee | 2026-10-30 | 2027-02-15
|  | Performance security | EUR m | 2.2164 | 2.2164 | guarantee | 2027-02-15 | 2033-03-31
|  | TSO connection-request security | EUR m | 0.61644 | 0.61644 | cash | 2027-02-15 | credited
|  | Direct connection fee | EUR m | 1.2603 | 1.2603 | cash | 2029-01-08 | –
|  | Indirect connection fee, net | EUR m | 6.8945 | 6.8945 | cash | 2029-01-08 | –
|  | Guarantee fees to COD | EUR m | 0.49026 | 0.49026
x |  | Sale at COD |  | European turbine | Chinese turbine
|  | Sale price (enterprise value) | EUR m | 134.1375 | 114.975
|  | Net proceeds to FEP (after debt and sale costs) | EUR m | 84.1375 | 64.975
|  | Tax on the gain | EUR m | 0 | 0
|  | Buyer IRR, unlevered, at the SPV's actual tax | % | 5.63% | 6.988%
|  | Buyer IRR, levered (takes the debt, funds the DSRA) | % | 5.721% | 7.579%
x |  | Hold to maturity: debt and tax |  | European turbine | Chinese turbine
|  | Debt capacity at target DSCR (PV at COD) | EUR m | 80.0843 | 77.984
|  | Debt share of construction cost, sized | % | 46.1% | 62.73%
|  | Share of the DSCR capacity used | % | 61.81% | 63.47%
|  | Info: DSCR for maximum debt, low | x | 1.1 | 1.1
|  | Info: maximum debt at COD, low DSCR, no cap | EUR m | 87.3647 | 85.0734
|  | Info: maximum debt, share of total uses, low DSCR | % | 77.49% | 99.48%
|  | Info: DSCR for maximum debt, high | x | 1.2 | 1.2
|  | Info: maximum debt at COD, high DSCR, no cap | EUR m | 80.0843 | 77.984
|  | Info: maximum debt, share of total uses, high DSCR | % | 71.03% | 91.19%
|  | DSRA funded at COD | EUR m | 1.1776 | 1.1776
|  | Minimum DSCR | x | 1.9414 | 1.8905
|  | Net generation, first full year | GWh | 139.3975 | 139.3975
|  | Revenue, first full year | EUR m | 12.6712 | 12.6712
|  | EBITDA, first full year | EUR m | 9.5569 | 9.5569
|  | Lifetime revenue | EUR m | 420.7527 | 420.7527
|  | Lifetime EBITDA | EUR m | 295.3733 | 295.3733
|  | Lifetime corporate income tax and Robin Hood tax | EUR m | -24.2214 | -28.3055
|  | Tax losses lapsed | EUR m | 0 | 0
|  | Checks failed in this set (0 = OK) | # | 0 | 0
x |  | Stored results by key-assumption set |  | Live |  | Base: Raiffeisen | Base: UniCredit | COD price −10% | COD price +10% | Turbine +10% | Yield −10% | PPA +10% | Full PB call | Rate +1 pp | Tenor 10 years | Robin Hood 31% | CIT 9% | BESS 100 MWh | Promise all, deliver nothing | Full cash sweep
|  | Points total – European turbine | points | 59.5 |  | 59.5 | 59.5 | 59.5 | 59.5 | 59.5 | 59.5 | 59.5 | 59.5 | 59.5 | 59.5 | 59.5 | 59.5 | 65.5 | 59.5 | 59.5
|  | Points total – Chinese turbine | points | 47.5 |  | 47.5 | 47.5 | 47.5 | 47.5 | 47.5 | 47.5 | 47.5 | 47.5 | 47.5 | 47.5 | 47.5 | 47.5 | 53.5 | 47.5 | 47.5
|  | Memo: connection right lost pro rata – European turbine | MVA | 0 |  | 0 | 0 | 0 | 0 | 0 | 0 | 0 | 0 | 0 | 0 | 0 | 0 | 0 | 0 | 0
|  | Memo: connection right lost pro rata – Chinese turbine | MVA | 0 |  | 0 | 0 | 0 | 0 | 0 | 0 | 0 | 0 | 0 | 0 | 0 | 0 | 0 | 0 | 0
|  | PB call paid, selected regime – European turbine | EUR m | 0 |  | 0 | 0 | 0 | 0 | 0 | 0 | 0 | 2.2164 | 0 | 0 | 0 | 0 | 0 | 2.2164 | 0
|  | PB call paid, selected regime – Chinese turbine | EUR m | 0 |  | 0 | 0 | 0 | 0 | 0 | 0 | 0 | 2.2164 | 0 | 0 | 0 | 0 | 0 | 2.2164 | 0
|  | FEP profit – sale at COD – European turbine | EUR m | 20.8886 |  | 20.8886 | 21.6328 | 7.4748 | 34.3023 | 15.4051 | 20.8886 | 20.8886 | 18.6722 | 20.4646 | 20.8886 | 20.8886 | 20.8886 | 14.7098 | 28.0353 | 20.8886
|  | FEP profit – sale at COD – Chinese turbine | EUR m | 28.9538 |  | 28.9538 | 29.7022 | 17.4563 | 40.4513 | 26.0691 | 28.9538 | 28.9538 | 26.7374 | 28.5252 | 28.9538 | 28.9538 | 28.9538 | 22.7775 | 28.0353 | 28.9538
|  | FEP IRR – sale at COD – European turbine | % | 24.81% |  | 24.81% | 23.4% | 9.606% | 37.95% | 17.88% | 24.81% | 24.81% | 22.45% | 24.26% | 24.81% | 24.81% | 24.81% | 16.98% | 44.92% | 24.81%
|  | FEP IRR – sale at COD – Chinese turbine | % | 43.06% |  | 43.06% | 39.71% | 28.74% | 55.15% | 38.45% | 43.06% | 43.06% | 40.5% | 42.37% | 43.06% | 43.06% | 43.06% | 33.16% | 44.92% | 43.06%
|  | FEP MOIC – sale at COD – European turbine | x | 1.3303 |  | 1.3303 | 1.2965 | 1.1182 | 1.5423 | 1.2241 | 1.3303 | 1.3303 | 1.2952 | 1.3214 | 1.3303 | 1.3303 | 1.3303 | 1.2119 | 1.9585 | 1.3303
|  | FEP MOIC – sale at COD – Chinese turbine | x | 1.8038 |  | 1.8038 | 1.6496 | 1.4846 | 2.123 | 1.6701 | 1.8038 | 1.8038 | 1.7423 | 1.7826 | 1.8038 | 1.8038 | 1.8038 | 1.5398 | 1.9585 | 1.8038
|  | FEP IRR – hold to maturity – European turbine | % | 7.406% |  | 7.406% | 7.125% | 7.406% | 7.406% | 6.82% | 5.937% | 8.934% | 7.166% | 7.074% | 7.151% | 5.567% | 7.703% | 6.737% | 12.93% | 6.969%
|  | FEP IRR – hold to maturity – Chinese turbine | % | 11.85% |  | 11.85% | 10.74% | 11.85% | 11.85% | 11.19% | 9.86% | 13.97% | 11.38% | 11.31% | 10.97% | 8.92% | 12.32% | 10.49% | 12.93% | 10.37%
|  | FEP MOIC – hold to maturity – European turbine | x | 3.1304 |  | 3.1304 | 2.9546 | 3.1304 | 3.1304 | 2.8963 | 2.6424 | 3.6722 | 3.061 | 3.0449 | 3.2149 | 2.343 | 3.2808 | 2.8672 | 5.9806 | 3.298
|  | FEP MOIC – hold to maturity – Chinese turbine | x | 5.3119 |  | 5.3119 | 4.5862 | 5.3119 | 5.3119 | 4.9404 | 4.4724 | 6.2502 | 5.1281 | 5.1368 | 5.4342 | 3.7213 | 5.6163 | 4.5745 | 5.9806 | 5.5973
|  | FEP NPV – hold to maturity – European turbine | EUR m | -3.7261 |  | -3.7261 | -6.1668 | -3.7261 | -3.7261 | -7.8343 | -12.6145 | 6.012 | -5.3243 | -5.8716 | -5.8097 | -13.6134 | -1.8992 | -8.4544 | 18.9236 | -7.5803
|  | FEP NPV – hold to maturity – Chinese turbine | EUR m | 16.6126 |  | 16.6126 | 14.1631 | 16.6126 | 16.6126 | 14.4571 | 7.8593 | 26.3443 | 15.0144 | 14.5097 | 14.5283 | 3.5309 | 19.0535 | 11.9244 | 18.9236 | 12.8365
|  | Senior debt at COD (incl. capitalised interest) – European turbine | EUR m | 49.5 |  | 49.5 | 39.05 | 49.5 | 49.5 | 49.5 | 49.5 | 49.5 | 49.5 | 49.5 | 49.5 | 49.5 | 49.5 | 49.5 | 45 | 49.5
|  | Senior debt at COD (incl. capitalised interest) – Chinese turbine | EUR m | 49.5 |  | 49.5 | 39.05 | 49.5 | 49.5 | 49.5 | 49.5 | 49.5 | 49.5 | 49.5 | 49.5 | 49.5 | 49.5 | 49.5 | 45 | 49.5
|  | FEP equity to COD – European turbine | EUR m | 63.2489 |  | 63.2489 | 72.9547 | 63.2489 | 63.2489 | 68.7324 | 63.2489 | 63.2489 | 63.2489 | 63.6729 | 63.2489 | 63.2489 | 63.2489 | 69.4277 | 29.2483 | 63.2489
|  | FEP equity to COD – Chinese turbine | EUR m | 36.0212 |  | 36.0212 | 45.7228 | 36.0212 | 36.0212 | 38.9059 | 36.0212 | 36.0212 | 36.0212 | 36.4498 | 36.0212 | 36.0212 | 36.0212 | 42.1975 | 29.2483 | 36.0212
|  | Buyer IRR, unlevered, at the SPV's actual tax – European turbine | % | 5.63% |  | 5.63% | 5.565% | 6.679% | 4.738% | 5.664% | 4.518% | 6.785% | 5.634% | 5.666% | 5.58% | 4.136% | 5.875% | 5.659% | 7.35% | 5.538%
|  | Buyer IRR, unlevered, at the SPV's actual tax – Chinese turbine | % | 6.988% |  | 6.988% | 6.912% | 8.132% | 6.022% | 7.01% | 5.784% | 8.261% | 6.995% | 7.037% | 6.931% | 4.99% | 7.32% | 7.026% | 7.35% | 6.884%
|  | Buyer IRR, levered (takes the debt, funds the DSRA) – European turbine | % | 5.721% |  | 5.721% | 5.601% | 7.127% | 4.608% | 5.765% | 4.313% | 7.203% | 5.727% | 5.469% | 5.614% | 3.801% | 6.032% | 5.758% | 8.074% | 5.538%
|  | Buyer IRR, levered (takes the debt, funds the DSRA) – Chinese turbine | % | 7.579% |  | 7.579% | 7.229% | 9.34% | 6.237% | 7.609% | 5.948% | 9.341% | 7.59% | 7.265% | 7.276% | 4.882% | 8.025% | 7.631% | 8.074% | 7.072%
|  | Debt share of construction cost, sized – European turbine | % | 46.1% |  | 46.1% | 36.37% | 46.1% | 46.1% | 43.76% | 46.1% | 46.1% | 46.1% | 45.68% | 46.1% | 46.1% | 46.1% | 43.56% | 66.63% | 46.1%
|  | Debt share of construction cost, sized – Chinese turbine | % | 62.73% |  | 62.73% | 49.49% | 62.73% | 62.73% | 60.42% | 62.73% | 62.73% | 62.73% | 62.16% | 62.73% | 62.73% | 62.73% | 58.12% | 66.63% | 62.73%
|  | Minimum DSCR – European turbine | x | 1.9414 |  | 1.9414 | 2.0753 | 1.9414 | 1.9414 | 1.95 | 1.7239 | 2.1566 | 1.9414 | 1.8209 | 1.4393 | 1.6686 | 1.9616 | 1.9478 | 1.9626 | 1.9244
|  | Minimum DSCR – Chinese turbine | x | 1.8905 |  | 1.8905 | 2.029 | 1.8905 | 1.8905 | 1.895 | 1.6812 | 2.1139 | 1.8905 | 1.7809 | 1.4044 | 1.5376 | 1.9293 | 1.8911 | 1.9626 | 1.8658
|  | Checks failed in this set (0 = OK) – European turbine | # | 0 |  | 0 | 0 | 0 | 0 | 0 | 0 | 0 | 0 | 0 | 0 | 0 | 0 | 0 | 0 | 0
|  | Checks failed in this set (0 = OK) – Chinese turbine | # | 0 |  | 0 | 0 | 0 | 0 | 0 | 0 | 0 | 0 | 0 | 0 | 0 | 0 | 0 | 0 | 0
***END***

## Inputs
Project Bana – Inputs and scenarios
| Scenario selected |  | Set on the Dashboard | Base: Raiffeisen
| Scenario number |  |  | 1
| Input | Unit | Source / note | Live | Base: Raiffeisen | Base: UniCredit | COD price −10% | COD price +10% | Turbine +10% | Yield −10% | PPA +10% | Full PB call | Rate +1 pp | Tenor 10 years | Robin Hood 31% | CIT 9% | BESS 100 MWh | Promise all, deliver nothing | Full cash sweep
x |  | Constants
| Thousand | # | Scale | 1000
| Million | # | Scale | 1000000
| Days In Year | days | Day count for year fractions and XIRR | 365
| Months In Year | months |  | 12
| Months Per Period | months | Timeline periodicity (quarterly) | 3
| Tolerance | # | Check and solver tolerance | 1e-06
x |  | Timing
| Model start date | date | Timeline start | 2026-10-01 | 2026-10-01
| Sensitivity step for the turbine and yield sets | % | User 13-Oct-26 | 0.1
| Bid submission: fee paid, bid security posted, DD | date | Kiírás VI.5 | 2026-10-30 | 2026-10-30
| Award decision | date | Bana v3 Inputs E96 | 2026-12-13 | 2026-12-13
| Award decision received | date | GYIK Q68 | 2027-01-31 | 2027-01-31
| PB posted, TSO security paid after the decision | days | Kiírás XII.5, XIII.6 | 15 | 15
| Closing of the rights transfer: price paid | date | Bana deck p2: closing after the award | 2026-12-31 | 2026-12-31
| Notice to proceed | date | Bana v3 Inputs E154 | 2028-09-30 | 2028-09-30
| Connection agreement (HCSSZ): fees paid | date | Bana v3 Inputs E99 | 2029-01-08 | 2029-01-08
| Commercial operation date | date | Bana v3 Inputs E155, E237 | 2030-09-30 | 2030-09-30
| Operating life | years | Bana v3 Inputs E157 | 30 | 30
| Performance security released (hold route) | date | Kiírás XII.8 (COD deadline + 6 m) | 2033-03-31 | 2033-03-31
x |  | Acquisition, exit and tax
| FX rate | HUF/EUR | Bana v3 Inputs E11 | 365 | 365
| Purchase price to GEI | EUR k | Bana v3 Inputs E283 | 4500 | 4500
| Transaction and DD costs | EUR k | Bana v3 Inputs E25 | 150 | 150
| Devex to NTP incl. contingency | EUR k | Bana v3 Inputs E292 | 500 | 500
| Sale price at COD per MW, EU turbines | EUR k/MW | Bana v3 Inputs M230 | 2450 | 2450 |  | 2205 | 2695
| Sale price at COD per MW, CN turbines | EUR k/MW | Bana v3 Inputs N230 | 2100 | 2100 |  | 1890 | 2310
| Sale costs at COD | EUR k | Bana v3 Inputs E26 | 500 | 500
| FEP discount rate (NPV) | % | Bana v3 Inputs E253 | 8% | 8%
| Corporate income tax: 9 % + possible Pillar Two top-up (proxy) | % | User 14-Oct-26; set 12: Tao. 19. § | 15% | 15% | [10 empty] | 9%
| Robin Hood tax applies (1 = yes) | flag | User 14-Oct-26: sensitivity only (Thtv.) | 0 | 0 | [9 empty] | 1
| Robin Hood tax on positive pre-tax profit | % | Thtv.; 41 % to 2025, 31 % from 2026 | 31% | 31%
| Gain on the COD share sale taxed (0 = exempt) | flag | Bana v3 E231; participation exemption | 0 | 0
| Tax depreciation period | years | Bana v3 Inputs E213 (to confirm) | 20 | 20
| Tax losses usable, share of the tax base | % | Tao. 17. § (2); Bana v3 E214 | 50% | 50%
| Tax losses usable within | years | Tao. 17. § (1) | 5 | 5
x |  | Tender and grid
| Points rounded to decimals | # | Kiírás X.1 b | 2
| Net connection capacity | MVA | MEKH Annex 1; Bana v3 Inputs E281 | 50 | 50
| Overbuild built, share of MVA (bid: Dashboard) | % | User 13-Oct-26 | 10% | 10% | [12 empty] | 0%
| Commitments delivered (0 = none: no municipal, community, EU kit) | flag | User 15-Oct-26 | 1 | 1 | [12 empty] | 0
| BESS commitment, share of MVA (0 = Dashboard bid) | % | User 15-Oct-26: 100 MWh = 25 MW x 4 h | 0% | 0% | [11 empty] | 50%
| Energy lost on overbuilt MW | % | Bora!N18 (as Bora) | 5% | 5%
| BESS built (1 = yes) | flag | User 13-Oct-26 | 1 | 1 | [12 empty] | 0
| Minimum BESS duration for ÖSZ-4 | h | Kiírás Annex 8; GYIK Q5 | 4 | 4
| Build shortfall tolerated without sanction | % | GYIK 28, 30 | 10% | 10%
| Sanction regime (1 pro rata, 2 full PB call) | flag | GYIK 28/30 (1); Kiírás XIII.17, GYIK 72 (2) | 1 | 1 | [6 empty] | 2 | [5 empty] | 2
| Sanction paid after COD | months | Kiírás XIII.17 | 6 | 6
| Security base: benchmark investment, BESS | mHUF/MWh | Kiírás Annex 2 | 200 | 200
| Security base: benchmark investment, wind | mHUF/MW | Kiírás Annex 2 | 406 | 406
| Participation fee (cash, not refunded) | mHUF | Kiírás VI.4 | 3 | 3
| Bid security (guarantee), share of base | % | Kiírás VIII.2 | 0.5% | 0.5%
| Performance security (guarantee), minimum share | % | Kiírás XII.3 | 2.5% | 2.5%
| TSO security (cash, credited to the indirect fee) | mHUF/MVA | Bana v3 Inputs E83 | 4.5 | 4.5
| Direct connection fee per connection point (cash) | mHUF | MEKH Annex 1; Bana v3 Inputs E289 | 460 | 460
| Indirect connection fee (cash) | mHUF/MVA | MEKH Annex 1; Bana v3 Inputs E288 | 54.8302 | 54.8302
| Bank guarantee fee on guarantees outstanding | % | Bana v3 Inputs E113 | 6% | 6%
x |  | Capex
| Turbine supply, EU | EUR k/MW | User 13-Oct-26 (Bana v3 E162) | 950 | 950 |  |  |  | 1045
| Turbine supply, CN | EUR k/MW | Bana v3 Inputs I162 | 500 | 500 |  |  |  | 550
| Other wind capex (install, foundations, BoP, owner, land) | EUR k/MW | Bana v3 Inputs E163:E166, E169:E170 | 355 | 355
| Substation and 132 kV bay, EU | EUR k | Bana v3 Inputs E167 | 12000 | 12000
| Substation and 132 kV bay, CN transformer | EUR k | Bana v3 Inputs I167 | 10800 | 10800
| Contingency on wind and substation capex | % | Bana v3 Inputs E171 | 5% | 5%
| BESS capex, all-in (no BESS revenue or opex) | EUR k/MWh | User 15-Oct-26 | 100 | 100
x |  | Operations
| Net P50 hours | h/yr | User 13-Oct-26 | 2600 | 2600 |  |  |  |  | 2340
| Curtailment | % | Bana v3 Inputs E181 | 2% | 2%
| Degradation per year | % | Bana v3 Inputs E182 | 0.3% | 0.3%
| PPA price at COD, whole life, 100 % of output | EUR/MWh | User 13-Oct-26 | 90 | 90 | [5 empty] | 99
| PPA escalation | % | Bana v3 Inputs E192 | 1% | 1%
| Variable opex (balancing 4, grid 1) | EUR/MWh | Bana v3 Inputs E194:E195 | 5 | 5
| Fixed opex (O&M, BoP, insurance, AM, property tax) | EUR k/MW | Bana v3 Inputs E201:E202, E204:E206 | 22 | 22
| Land lease from NTP | EUR k/MW | Bana v3 Inputs E203 | 3 | 3
| Administration | EUR k | Bana v3 Inputs E207 | 150 | 150
| Opex contingency | % | Bana v3 Inputs E208 | 5% | 5%
| Opex escalation from the COD year | % | Bana v3 Inputs E209 | 2.5% | 2.5%
| MEKH supervisory fee | % | Bana v3 Inputs E196 | 0.1% | 0.1%
| Local business tax (HIPA), on revenue | % | Bana v3 Inputs E210 | 2% | 2%
| Innovation contribution, on the HIPA base | % | Act LXXVI of 2014, 15. § | 0.3% | 0.3%
x |  | Senior debt
| Debt per built wind MW (bank indication) | EUR k/MW | Raiffeisen 0.9 M€/MW; UniCredit pro rata 12y/1.30x | 900 | 900 | 710
| Maximum debt share of construction cost (LTC) | % | Info cap; Raiffeisen ~48-58 %, UniCredit lower | 70% | 70%
| Cash sweep, share of cash after debt service | % | Raiffeisen: significant, up to full | 0% | 0% | [13 empty] | 100%
| Info: DSCR for maximum debt, low | x | User 14-Oct-26 | 1.1 | 1.1
| Info: DSCR for maximum debt, high | x | User 14-Oct-26 | 1.2 | 1.2
| Minimum DSCR on PPA revenue (sizing) | x | Raiffeisen 1.20x; UniCredit 1.30x | 1.2 | 1.2 | 1.3
| Annuity tenor from COD | years | Raiffeisen 15 y; UniCredit 12 y | 15 | 15 | 12 | [7 empty] | 10
| All-in fixed interest rate | % | Bana v3 E218; UniCredit margin >2.3 % | 5% | 5% | [7 empty] | 6%
| Upfront fee on the facility | % | Bana v3 Inputs E219 | 1.75% | 1.75%
| Commitment fee on undrawn debt | % | Bana v3 Inputs E222 | 0.9% | 0.9%
| DSRA: months of debt service, funded at COD | months | Bana v3 Inputs E268 | 6 | 6
x |  | Macro control
| Solver Topics | text | COPY/PASTE topics for Solver.bas | Tax_1,Tax_2
| GoalSeek Topics | text | Topics for GoalSeek.bas
***END***
Formulas:
Live = IF(INDEX([Base: Raiffeisen]:W19,1,Scenario_Selected)="",[Base: Raiffeisen],INDEX([Base: Raiffeisen]:W19,1,Scenario_Selected))

## Curves
Project Bana – Time-series inputs
x |  | Tender scoring bands |  | Kiírás Annex 3-4
|  |  |  | Weight / min | Max | Bands →
|  | ÖSZ-1 municipal one-off – lower bound | EUR k/MW | 10 | 50 | 10 | 15 | 20 | 25 | 30 | 35 | 40 | 45 | 50
|  | ÖSZ-1 municipal one-off – lower bound included | flag |  |  | 0 | 0 | 0 | 0 | 0 | 0 | 0 | 0 | 1
|  | ÖSZ-1 municipal one-off – inner points (below, bands) | points | 20% |  | 0 | 10 | 20 | 30 | 40 | 55 | 70 | 80 | 90 | 100
|  | ÖSZ-2 community contribution – lower bound | EUR/MWh | 2 | 3 | 2 | 2.1 | 2.2 | 2.3 | 2.4 | 2.5 | 2.6 | 2.7 | 2.8 | 2.9 | 3
|  | ÖSZ-2 community contribution – lower bound included | flag |  |  | 0 | 0 | 0 | 0 | 0 | 0 | 0 | 0 | 0 | 0 | 1
|  | ÖSZ-2 community contribution – inner points (below, bands) | points | 15% |  | 0 | 5 | 10 | 20 | 30 | 40 | 50 | 60 | 70 | 80 | 90 | 100
|  | ÖSZ-4 BESS ratio – lower bound | % | 0.05 |  | 0.02 | 0.05 | 0.1 | 0.15 | 0.2 | 0.25 | 0.3 | 0.35 | 0.4 | 0.5
|  | ÖSZ-4 BESS ratio – lower bound included | flag |  |  | 0 | 1 | 1 | 1 | 1 | 1 | 1 | 1 | 1 | 0
|  | ÖSZ-4 BESS ratio – inner points (below, bands) | points | 15% |  | 0 | 10 | 20 | 30 | 40 | 50 | 60 | 70 | 80 | 90 | 100
|  | ÖSZ-3 overbuild – lower bound | % |  |  | 0.02 | 0.05 | 0.1 | 0.15 | 0.2 | 0.25 | 0.3 | 0.35 | 0.4 | 0.5
|  | ÖSZ-3 overbuild – lower bound included | flag |  |  | 0 | 1 | 1 | 1 | 1 | 1 | 1 | 1 | 1 | 0
|  | ÖSZ-3 overbuild – inner points (below, bands) | points | 10% |  | 0 | 10 | 20 | 30 | 40 | 50 | 60 | 70 | 80 | 90 | 100
|  | ÖSZ-6 performance security multiple – lower bound | x |  |  | 1 | 1.2 | 1.3 | 1.4 | 1.5 | 1.6 | 1.7 | 1.8 | 1.9 | 2
|  | ÖSZ-6 performance security multiple – lower bound included | flag |  |  | 0 | 1 | 1 | 1 | 1 | 1 | 1 | 1 | 1 | 1
|  | ÖSZ-6 performance security multiple – inner points (below, bands) | points | 5% |  | 0 | 10 | 20 | 30 | 40 | 50 | 60 | 70 | 80 | 90 | 100
|  | ÖSZ-5 partial award – inner points | points | 5% |  | 0: 100
|  | ÖSZ-8 shared connection – inner points | points | 5% |  | 0: 100
|  | ÖSZ-9 EU turbines – inner points | points | 15% |  | 0: 80
|  | ÖSZ-9 EU transformers – inner points | points |  |  | 0: 20
***END***

## Calc_1
1 |  | Bid number
Project Bana – Calculations – European turbine
|  | Period start | date | time axis 2026-10-01 to 2060-07-01
|  | Period end | date | time axis 2026-09-30 to 2060-09-30
|  | Days in period | days |  |  |  | 92 | 90 | 91 | 92 | 92 | 91 | 91 | 92 | 92 | 90 | 91 | 92 | 92 | 90 | 91 | 92 | 92 | 90 | 91 | 92 | 92 | 91 | 91 | 92 | 92 | 90 | 91 | 92 | 92 | 90 | 91 | 92 | 92 | 90 | 91 | 92 | 92 | 91 | 91 | 92 | 92 | 90 | 91 | 92 | 92 | 90 | 91 | 92 | 92 | 90 | 91 | 92 | 92 | 91 | 91 | 92 | 92 | 90 | 91 | 92 | 92 | 90 | 91 | 92 | 92 | 90 | 91 | 92 | 92 | 91 | 91 | 92 | 92 | 90 | 91 | 92 | 92 | 90 | 91 | 92 | 92 | 90 | 91 | 92 | 92 | 91 | 91 | 92 | 92 | 90 | 91 | 92 | 92 | 90 | 91 | 92 | 92 | 90 | 91 | 92 | 92 | 91 | 91 | 92 | 92 | 90 | 91 | 92 | 92 | 90 | 91 | 92 | 92 | 90 | 91 | 92 | 92 | 91 | 91 | 92 | 92 | 90 | 91 | 92 | 92 | 90 | 91 | 92 | 92 | 90 | 91 | 92 | 92 | 91 | 91 | 92
|  | Year fraction | factor |  |  |  | 0.25205 | 0.24658 | 0.24932 | 0.25205 | 0.25205 | 0.24932 | 0.24932 | 0.25205 | 0.25205 | 0.24658 | 0.24932 | 0.25205 | 0.25205 | 0.24658 | 0.24932 | 0.25205 | 0.25205 | 0.24658 | 0.24932 | 0.25205 | 0.25205 | 0.24932 | 0.24932 | 0.25205 | 0.25205 | 0.24658 | 0.24932 | 0.25205 | 0.25205 | 0.24658 | 0.24932 | 0.25205 | 0.25205 | 0.24658 | 0.24932 | 0.25205 | 0.25205 | 0.24932 | 0.24932 | 0.25205 | 0.25205 | 0.24658 | 0.24932 | 0.25205 | 0.25205 | 0.24658 | 0.24932 | 0.25205 | 0.25205 | 0.24658 | 0.24932 | 0.25205 | 0.25205 | 0.24932 | 0.24932 | 0.25205 | 0.25205 | 0.24658 | 0.24932 | 0.25205 | 0.25205 | 0.24658 | 0.24932 | 0.25205 | 0.25205 | 0.24658 | 0.24932 | 0.25205 | 0.25205 | 0.24932 | 0.24932 | 0.25205 | 0.25205 | 0.24658 | 0.24932 | 0.25205 | 0.25205 | 0.24658 | 0.24932 | 0.25205 | 0.25205 | 0.24658 | 0.24932 | 0.25205 | 0.25205 | 0.24932 | 0.24932 | 0.25205 | 0.25205 | 0.24658 | 0.24932 | 0.25205 | 0.25205 | 0.24658 | 0.24932 | 0.25205 | 0.25205 | 0.24658 | 0.24932 | 0.25205 | 0.25205 | 0.24932 | 0.24932 | 0.25205 | 0.25205 | 0.24658 | 0.24932 | 0.25205 | 0.25205 | 0.24658 | 0.24932 | 0.25205 | 0.25205 | 0.24658 | 0.24932 | 0.25205 | 0.25205 | 0.24932 | 0.24932 | 0.25205 | 0.25205 | 0.24658 | 0.24932 | 0.25205 | 0.25205 | 0.24658 | 0.24932 | 0.25205 | 0.25205 | 0.24658 | 0.24932 | 0.25205 | 0.25205 | 0.24932 | 0.24932 | 0.25205
|  | Year | year |  |  |  | 2026 | 2027 | 2027 | 2027 | 2027 | 2028 | 2028 | 2028 | 2028 | 2029 | 2029 | 2029 | 2029 | 2030 | 2030 | 2030 | 2030 | 2031 | 2031 | 2031 | 2031 | 2032 | 2032 | 2032 | 2032 | 2033 | 2033 | 2033 | 2033 | 2034 | 2034 | 2034 | 2034 | 2035 | 2035 | 2035 | 2035 | 2036 | 2036 | 2036 | 2036 | 2037 | 2037 | 2037 | 2037 | 2038 | 2038 | 2038 | 2038 | 2039 | 2039 | 2039 | 2039 | 2040 | 2040 | 2040 | 2040 | 2041 | 2041 | 2041 | 2041 | 2042 | 2042 | 2042 | 2042 | 2043 | 2043 | 2043 | 2043 | 2044 | 2044 | 2044 | 2044 | 2045 | 2045 | 2045 | 2045 | 2046 | 2046 | 2046 | 2046 | 2047 | 2047 | 2047 | 2047 | 2048 | 2048 | 2048 | 2048 | 2049 | 2049 | 2049 | 2049 | 2050 | 2050 | 2050 | 2050 | 2051 | 2051 | 2051 | 2051 | 2052 | 2052 | 2052 | 2052 | 2053 | 2053 | 2053 | 2053 | 2054 | 2054 | 2054 | 2054 | 2055 | 2055 | 2055 | 2055 | 2056 | 2056 | 2056 | 2056 | 2057 | 2057 | 2057 | 2057 | 2058 | 2058 | 2058 | 2058 | 2059 | 2059 | 2059 | 2059 | 2060 | 2060 | 2060
|  | Period counter | # |  |  |  | 1 | 2 | 3 | 4 | 5 | 6 | 7 | 8 | 9 | 10 | 11 | 12 | 13 | 14 | 15 | 16 | 17 | 18 | 19 | 20 | 21 | 22 | 23 | 24 | 25 | 26 | 27 | 28 | 29 | 30 | 31 | 32 | 33 | 34 | 35 | 36 | 37 | 38 | 39 | 40 | 41 | 42 | 43 | 44 | 45 | 46 | 47 | 48 | 49 | 50 | 51 | 52 | 53 | 54 | 55 | 56 | 57 | 58 | 59 | 60 | 61 | 62 | 63 | 64 | 65 | 66 | 67 | 68 | 69 | 70 | 71 | 72 | 73 | 74 | 75 | 76 | 77 | 78 | 79 | 80 | 81 | 82 | 83 | 84 | 85 | 86 | 87 | 88 | 89 | 90 | 91 | 92 | 93 | 94 | 95 | 96 | 97 | 98 | 99 | 100 | 101 | 102 | 103 | 104 | 105 | 106 | 107 | 108 | 109 | 110 | 111 | 112 | 113 | 114 | 115 | 116 | 117 | 118 | 119 | 120 | 121 | 122 | 123 | 124 | 125 | 126 | 127 | 128 | 129 | 130 | 131 | 132 | 133 | 134 | 135 | 136
x |  | Timing and flags
|  | Construction share (NTP → COD) | factor | 2028-10-01 | 2030-09-30 | 1 | 0 | 0 | 0 | 0 | 0 | 0 | 0 | 0 | 0.12603 | 0.12329 | 0.12466 | 0.12603 | 0.12603 | 0.12329 | 0.12466 | 0.12603 | 0 | 0 | 0 | 0 | 0 | 0 | 0 | 0 | 0 | 0 | 0 | 0 | 0 | 0 | 0 | 0 | 0 | 0 | 0 | 0 | 0 | 0 | 0 | 0 | 0 | 0 | 0 | 0 | 0 | 0 | 0 | 0 | 0 | 0 | 0 | 0 | 0 | 0 | 0 | 0 | 0 | 0 | 0 | 0 | 0 | 0 | 0 | 0 | 0 | 0 | 0 | 0 | 0 | 0 | 0 | 0 | 0 | 0 | 0 | 0 | 0 | 0 | 0 | 0 | 0 | 0 | 0 | 0 | 0 | 0 | 0 | 0 | 0 | 0 | 0 | 0 | 0 | 0 | 0 | 0 | 0 | 0 | 0 | 0 | 0 | 0 | 0 | 0 | 0 | 0 | 0 | 0 | 0 | 0 | 0 | 0 | 0 | 0 | 0 | 0 | 0 | 0 | 0 | 0 | 0 | 0 | 0 | 0 | 0 | 0 | 0 | 0 | 0 | 0 | 0 | 0 | 0 | 0 | 0 | 0
|  | Devex share (closing → NTP) | factor | 2027-01-01 | 2028-09-30 | 1 | 0 | 0.14085 | 0.14241 | 0.14397 | 0.14397 | 0.14241 | 0.14241 | 0.14397 | 0 | 0 | 0 | 0 | 0 | 0 | 0 | 0 | 0 | 0 | 0 | 0 | 0 | 0 | 0 | 0 | 0 | 0 | 0 | 0 | 0 | 0 | 0 | 0 | 0 | 0 | 0 | 0 | 0 | 0 | 0 | 0 | 0 | 0 | 0 | 0 | 0 | 0 | 0 | 0 | 0 | 0 | 0 | 0 | 0 | 0 | 0 | 0 | 0 | 0 | 0 | 0 | 0 | 0 | 0 | 0 | 0 | 0 | 0 | 0 | 0 | 0 | 0 | 0 | 0 | 0 | 0 | 0 | 0 | 0 | 0 | 0 | 0 | 0 | 0 | 0 | 0 | 0 | 0 | 0 | 0 | 0 | 0 | 0 | 0 | 0 | 0 | 0 | 0 | 0 | 0 | 0 | 0 | 0 | 0 | 0 | 0 | 0 | 0 | 0 | 0 | 0 | 0 | 0 | 0 | 0 | 0 | 0 | 0 | 0 | 0 | 0 | 0 | 0 | 0 | 0 | 0 | 0 | 0 | 0 | 0 | 0 | 0 | 0 | 0 | 0 | 0 | 0
|  | COD | flag | 2030-09-30 |  | 1 | 0 | 0 | 0 | 0 | 0 | 0 | 0 | 0 | 0 | 0 | 0 | 0 | 0 | 0 | 0 | 1 | 0 | 0 | 0 | 0 | 0 | 0 | 0 | 0 | 0 | 0 | 0 | 0 | 0 | 0 | 0 | 0 | 0 | 0 | 0 | 0 | 0 | 0 | 0 | 0 | 0 | 0 | 0 | 0 | 0 | 0 | 0 | 0 | 0 | 0 | 0 | 0 | 0 | 0 | 0 | 0 | 0 | 0 | 0 | 0 | 0 | 0 | 0 | 0 | 0 | 0 | 0 | 0 | 0 | 0 | 0 | 0 | 0 | 0 | 0 | 0 | 0 | 0 | 0 | 0 | 0 | 0 | 0 | 0 | 0 | 0 | 0 | 0 | 0 | 0 | 0 | 0 | 0 | 0 | 0 | 0 | 0 | 0 | 0 | 0 | 0 | 0 | 0 | 0 | 0 | 0 | 0 | 0 | 0 | 0 | 0 | 0 | 0 | 0 | 0 | 0 | 0 | 0 | 0 | 0 | 0 | 0 | 0 | 0 | 0 | 0 | 0 | 0 | 0 | 0 | 0 | 0 | 0 | 0 | 0 | 0
|  | COD column on the timeline (buyer IRR start) | # | 16
|  | Operations | flag | 2030-10-01 | 2060-09-30 |  | 0 | 0 | 0 | 0 | 0 | 0 | 0 | 0 | 0 | 0 | 0 | 0 | 0 | 0 | 0 | 0 | 1 | 1 | 1 | 1 | 1 | 1 | 1 | 1 | 1 | 1 | 1 | 1 | 1 | 1 | 1 | 1 | 1 | 1 | 1 | 1 | 1 | 1 | 1 | 1 | 1 | 1 | 1 | 1 | 1 | 1 | 1 | 1 | 1 | 1 | 1 | 1 | 1 | 1 | 1 | 1 | 1 | 1 | 1 | 1 | 1 | 1 | 1 | 1 | 1 | 1 | 1 | 1 | 1 | 1 | 1 | 1 | 1 | 1 | 1 | 1 | 1 | 1 | 1 | 1 | 1 | 1 | 1 | 1 | 1 | 1 | 1 | 1 | 1 | 1 | 1 | 1 | 1 | 1 | 1 | 1 | 1 | 1 | 1 | 1 | 1 | 1 | 1 | 1 | 1 | 1 | 1 | 1 | 1 | 1 | 1 | 1 | 1 | 1 | 1 | 1 | 1 | 1 | 1 | 1 | 1 | 1 | 1 | 1 | 1 | 1 | 1 | 1 | 1 | 1 | 1 | 1 | 1 | 1 | 1 | 1
|  | Land lease period (NTP → end of life) | flag | 2028-10-01 | 2060-09-30 |  | 0 | 0 | 0 | 0 | 0 | 0 | 0 | 0 | 1 | 1 | 1 | 1 | 1 | 1 | 1 | 1 | 1 | 1 | 1 | 1 | 1 | 1 | 1 | 1 | 1 | 1 | 1 | 1 | 1 | 1 | 1 | 1 | 1 | 1 | 1 | 1 | 1 | 1 | 1 | 1 | 1 | 1 | 1 | 1 | 1 | 1 | 1 | 1 | 1 | 1 | 1 | 1 | 1 | 1 | 1 | 1 | 1 | 1 | 1 | 1 | 1 | 1 | 1 | 1 | 1 | 1 | 1 | 1 | 1 | 1 | 1 | 1 | 1 | 1 | 1 | 1 | 1 | 1 | 1 | 1 | 1 | 1 | 1 | 1 | 1 | 1 | 1 | 1 | 1 | 1 | 1 | 1 | 1 | 1 | 1 | 1 | 1 | 1 | 1 | 1 | 1 | 1 | 1 | 1 | 1 | 1 | 1 | 1 | 1 | 1 | 1 | 1 | 1 | 1 | 1 | 1 | 1 | 1 | 1 | 1 | 1 | 1 | 1 | 1 | 1 | 1 | 1 | 1 | 1 | 1 | 1 | 1 | 1 | 1 | 1 | 1
|  | Debt repayment period | flag | 2030-10-01 | 2045-09-30 |  | 0 | 0 | 0 | 0 | 0 | 0 | 0 | 0 | 0 | 0 | 0 | 0 | 0 | 0 | 0 | 0 | 1 | 1 | 1 | 1 | 1 | 1 | 1 | 1 | 1 | 1 | 1 | 1 | 1 | 1 | 1 | 1 | 1 | 1 | 1 | 1 | 1 | 1 | 1 | 1 | 1 | 1 | 1 | 1 | 1 | 1 | 1 | 1 | 1 | 1 | 1 | 1 | 1 | 1 | 1 | 1 | 1 | 1 | 1 | 1 | 1 | 1 | 1 | 1 | 1 | 1 | 1 | 1 | 1 | 1 | 1 | 1 | 1 | 1 | 1 | 1 | 0 | 0 | 0 | 0 | 0 | 0 | 0 | 0 | 0 | 0 | 0 | 0 | 0 | 0 | 0 | 0 | 0 | 0 | 0 | 0 | 0 | 0 | 0 | 0 | 0 | 0 | 0 | 0 | 0 | 0 | 0 | 0 | 0 | 0 | 0 | 0 | 0 | 0 | 0 | 0 | 0 | 0 | 0 | 0 | 0 | 0 | 0 | 0 | 0 | 0 | 0 | 0 | 0 | 0 | 0 | 0 | 0 | 0 | 0 | 0
|  | Last debt repayment | flag | 2045-09-30 |  | 1 | 0 | 0 | 0 | 0 | 0 | 0 | 0 | 0 | 0 | 0 | 0 | 0 | 0 | 0 | 0 | 0 | 0 | 0 | 0 | 0 | 0 | 0 | 0 | 0 | 0 | 0 | 0 | 0 | 0 | 0 | 0 | 0 | 0 | 0 | 0 | 0 | 0 | 0 | 0 | 0 | 0 | 0 | 0 | 0 | 0 | 0 | 0 | 0 | 0 | 0 | 0 | 0 | 0 | 0 | 0 | 0 | 0 | 0 | 0 | 0 | 0 | 0 | 0 | 0 | 0 | 0 | 0 | 0 | 0 | 0 | 0 | 0 | 0 | 0 | 0 | 1 | 0 | 0 | 0 | 0 | 0 | 0 | 0 | 0 | 0 | 0 | 0 | 0 | 0 | 0 | 0 | 0 | 0 | 0 | 0 | 0 | 0 | 0 | 0 | 0 | 0 | 0 | 0 | 0 | 0 | 0 | 0 | 0 | 0 | 0 | 0 | 0 | 0 | 0 | 0 | 0 | 0 | 0 | 0 | 0 | 0 | 0 | 0 | 0 | 0 | 0 | 0 | 0 | 0 | 0 | 0 | 0 | 0 | 0 | 0 | 0
|  | Tax depreciation share | factor | 2030-10-01 | 2050-09-30 | 1 | 0 | 0 | 0 | 0 | 0 | 0 | 0 | 0 | 0 | 0 | 0 | 0 | 0 | 0 | 0 | 0 | 0.012594 | 0.01232 | 0.012457 | 0.012594 | 0.012594 | 0.012457 | 0.012457 | 0.012594 | 0.012594 | 0.01232 | 0.012457 | 0.012594 | 0.012594 | 0.01232 | 0.012457 | 0.012594 | 0.012594 | 0.01232 | 0.012457 | 0.012594 | 0.012594 | 0.012457 | 0.012457 | 0.012594 | 0.012594 | 0.01232 | 0.012457 | 0.012594 | 0.012594 | 0.01232 | 0.012457 | 0.012594 | 0.012594 | 0.01232 | 0.012457 | 0.012594 | 0.012594 | 0.012457 | 0.012457 | 0.012594 | 0.012594 | 0.01232 | 0.012457 | 0.012594 | 0.012594 | 0.01232 | 0.012457 | 0.012594 | 0.012594 | 0.01232 | 0.012457 | 0.012594 | 0.012594 | 0.012457 | 0.012457 | 0.012594 | 0.012594 | 0.01232 | 0.012457 | 0.012594 | 0.012594 | 0.01232 | 0.012457 | 0.012594 | 0.012594 | 0.01232 | 0.012457 | 0.012594 | 0.012594 | 0.012457 | 0.012457 | 0.012594 | 0.012594 | 0.01232 | 0.012457 | 0.012594 | 0.012594 | 0.01232 | 0.012457 | 0.012594 | 0 | 0 | 0 | 0 | 0 | 0 | 0 | 0 | 0 | 0 | 0 | 0 | 0 | 0 | 0 | 0 | 0 | 0 | 0 | 0 | 0 | 0 | 0 | 0 | 0 | 0 | 0 | 0 | 0 | 0 | 0 | 0 | 0 | 0 | 0 | 0 | 0 | 0 | 0 | 0
|  | Operating year | # |  |  |  | 0 | 0 | 0 | 0 | 0 | 0 | 0 | 0 | 0 | 0 | 0 | 0 | 0 | 0 | 0 | 0 | 1 | 1 | 1 | 1 | 2 | 2 | 2 | 2 | 3 | 3 | 3 | 3 | 4 | 4 | 4 | 4 | 5 | 5 | 5 | 5 | 6 | 6 | 6 | 6 | 7 | 7 | 7 | 7 | 8 | 8 | 8 | 8 | 9 | 9 | 9 | 9 | 10 | 10 | 10 | 10 | 11 | 11 | 11 | 11 | 12 | 12 | 12 | 12 | 13 | 13 | 13 | 13 | 14 | 14 | 14 | 14 | 15 | 15 | 15 | 15 | 16 | 16 | 16 | 16 | 17 | 17 | 17 | 17 | 18 | 18 | 18 | 18 | 19 | 19 | 19 | 19 | 20 | 20 | 20 | 20 | 21 | 21 | 21 | 21 | 22 | 22 | 22 | 22 | 23 | 23 | 23 | 23 | 24 | 24 | 24 | 24 | 25 | 25 | 25 | 25 | 26 | 26 | 26 | 26 | 27 | 27 | 27 | 27 | 28 | 28 | 28 | 28 | 29 | 29 | 29 | 29 | 30 | 30 | 30 | 30
|  | Debt compounding index (E: at COD, F: rate per period) | factor | 1.2199 | 1.25% |  | 1.0125 | 1.0252 | 1.038 | 1.0509 | 1.0641 | 1.0774 | 1.0909 | 1.1045 | 1.1183 | 1.1323 | 1.1464 | 1.1608 | 1.1753 | 1.19 | 1.2048 | 1.2199 | 1.2351 | 1.2506 | 1.2662 | 1.282 | 1.2981 | 1.3143 | 1.3307 | 1.3474 | 1.3642 | 1.3812 | 1.3985 | 1.416 | 1.4337 | 1.4516 | 1.4698 | 1.4881 | 1.5067 | 1.5256 | 1.5446 | 1.5639 | 1.5835 | 1.6033 | 1.6233 | 1.6436 | 1.6642 | 1.685 | 1.706 | 1.7274 | 1.7489 | 1.7708 | 1.7929 | 1.8154 | 1.838 | 1.861 | 1.8843 | 1.9078 | 1.9317 | 1.9558 | 1.9803 | 2.005 | 2.0301 | 2.0555 | 2.0812 | 2.1072 | 2.1335 | 2.1602 | 2.1872 | 2.2145 | 2.2422 | 2.2702 | 2.2986 | 2.3274 | 2.3564 | 2.3859 | 2.4157 | 2.4459 | 2.4765 | 2.5075 | 2.5388 | 2.5705 | 2.6027 | 2.6352 | 2.6681 | 2.7015 | 2.7353 | 2.7694 | 2.8041 | 2.8391 | 2.8746 | 2.9105 | 2.9469 | 2.9838 | 3.021 | 3.0588 | 3.097 | 3.1358 | 3.175 | 3.2146 | 3.2548 | 3.2955 | 3.3367 | 3.3784 | 3.4206 | 3.4634 | 3.5067 | 3.5505 | 3.5949 | 3.6398 | 3.6853 | 3.7314 | 3.7781 | 3.8253 | 3.8731 | 3.9215 | 3.9705 | 4.0202 | 4.0704 | 4.1213 | 4.1728 | 4.225 | 4.2778 | 4.3313 | 4.3854 | 4.4402 | 4.4957 | 4.5519 | 4.6088 | 4.6664 | 4.7248 | 4.7838 | 4.8436 | 4.9042 | 4.9655 | 5.0275 | 5.0904 | 5.154 | 5.2184 | 5.2837 | 5.3497 | 5.4166
x |  | Capacity (E: committed in the bid, F: built)
|  | Wind | MW | 60 | 55
|  | BESS power, share of MVA (bid, or the set's commitment) | % | 20%
|  | BESS power | MW | 10 | 10
|  | BESS energy | MWh | 40
|  | Grid-bottleneck loss on built wind | % | 0.4545%
|  | Build shortfall vs commitment (E: wind, F: BESS) | % | 8.333% | 0%
|  | Memo: connection right lost pro rata (GYIK 28/30) | MVA | 0
x |  | Tender points (E: commitment, F: weighted points)
|  | ÖSZ-1 municipal one-off | EUR k/MW | 50 | 20
|  | ÖSZ-2 community contribution | EUR/MWh | 3 | 15
|  | ÖSZ-3 overbuild | % | 20% | 5
|  | ÖSZ-4 BESS power, share of MVA | % | 20% | 7.5
|  | ÖSZ-5 partial award | flag | 0 | 0
|  | ÖSZ-6 performance security multiple | x | 1 | 0
|  | ÖSZ-8 shared connection | flag | 0 | 0
|  | ÖSZ-9 EU turbines (1 = European turbine route) | flag | 1 | 12
|  | ÖSZ-9 EU transformers | flag | 0 | 0
|  | Points total | points | 59.5
|  | European turbines installed (bid and delivered) | flag | 1
|  | Failed tests (E: ÖSZ-1 and -2 range, F: ÖSZ-6, BESS ≤ wind, 4 h) | # | 0 | 0
x |  | Development, securities and fees (E: amount, F: date)
|  | Purchase price | EUR k | 4500 | 2026-12-31 | -4500 | -4500 | 0 | 0 | 0 | 0 | 0 | 0 | 0 | 0 | 0 | 0 | 0 | 0 | 0 | 0 | 0 | 0 | 0 | 0 | 0 | 0 | 0 | 0 | 0 | 0 | 0 | 0 | 0 | 0 | 0 | 0 | 0 | 0 | 0 | 0 | 0 | 0 | 0 | 0 | 0 | 0 | 0 | 0 | 0 | 0 | 0 | 0 | 0 | 0 | 0 | 0 | 0 | 0 | 0 | 0 | 0 | 0 | 0 | 0 | 0 | 0 | 0 | 0 | 0 | 0 | 0 | 0 | 0 | 0 | 0 | 0 | 0 | 0 | 0 | 0 | 0 | 0 | 0 | 0 | 0 | 0 | 0 | 0 | 0 | 0 | 0 | 0 | 0 | 0 | 0 | 0 | 0 | 0 | 0 | 0 | 0 | 0 | 0 | 0 | 0 | 0 | 0 | 0 | 0 | 0 | 0 | 0 | 0 | 0 | 0 | 0 | 0 | 0 | 0 | 0 | 0 | 0 | 0 | 0 | 0 | 0 | 0 | 0 | 0 | 0 | 0 | 0 | 0 | 0 | 0 | 0 | 0 | 0 | 0 | 0 | 0
|  | Transaction and DD costs | EUR k | 150 | 2026-10-30 | -150 | -150 | 0 | 0 | 0 | 0 | 0 | 0 | 0 | 0 | 0 | 0 | 0 | 0 | 0 | 0 | 0 | 0 | 0 | 0 | 0 | 0 | 0 | 0 | 0 | 0 | 0 | 0 | 0 | 0 | 0 | 0 | 0 | 0 | 0 | 0 | 0 | 0 | 0 | 0 | 0 | 0 | 0 | 0 | 0 | 0 | 0 | 0 | 0 | 0 | 0 | 0 | 0 | 0 | 0 | 0 | 0 | 0 | 0 | 0 | 0 | 0 | 0 | 0 | 0 | 0 | 0 | 0 | 0 | 0 | 0 | 0 | 0 | 0 | 0 | 0 | 0 | 0 | 0 | 0 | 0 | 0 | 0 | 0 | 0 | 0 | 0 | 0 | 0 | 0 | 0 | 0 | 0 | 0 | 0 | 0 | 0 | 0 | 0 | 0 | 0 | 0 | 0 | 0 | 0 | 0 | 0 | 0 | 0 | 0 | 0 | 0 | 0 | 0 | 0 | 0 | 0 | 0 | 0 | 0 | 0 | 0 | 0 | 0 | 0 | 0 | 0 | 0 | 0 | 0 | 0 | 0 | 0 | 0 | 0 | 0 | 0
|  | Devex | EUR k |  |  | -500 | 0 | -70.4225 | -71.205 | -71.9875 | -71.9875 | -71.205 | -71.205 | -71.9875 | 0 | 0 | 0 | 0 | 0 | 0 | 0 | 0 | 0 | 0 | 0 | 0 | 0 | 0 | 0 | 0 | 0 | 0 | 0 | 0 | 0 | 0 | 0 | 0 | 0 | 0 | 0 | 0 | 0 | 0 | 0 | 0 | 0 | 0 | 0 | 0 | 0 | 0 | 0 | 0 | 0 | 0 | 0 | 0 | 0 | 0 | 0 | 0 | 0 | 0 | 0 | 0 | 0 | 0 | 0 | 0 | 0 | 0 | 0 | 0 | 0 | 0 | 0 | 0 | 0 | 0 | 0 | 0 | 0 | 0 | 0 | 0 | 0 | 0 | 0 | 0 | 0 | 0 | 0 | 0 | 0 | 0 | 0 | 0 | 0 | 0 | 0 | 0 | 0 | 0 | 0 | 0 | 0 | 0 | 0 | 0 | 0 | 0 | 0 | 0 | 0 | 0 | 0 | 0 | 0 | 0 | 0 | 0 | 0 | 0 | 0 | 0 | 0 | 0 | 0 | 0 | 0 | 0 | 0 | 0 | 0 | 0 | 0 | 0 | 0 | 0 | 0 | 0
|  | Security base | mHUF | 32360
|  | Participation fee (cash) | EUR k | 8.2192 | 2026-10-30 | -8.2192 | -8.2192 | 0 | 0 | 0 | 0 | 0 | 0 | 0 | 0 | 0 | 0 | 0 | 0 | 0 | 0 | 0 | 0 | 0 | 0 | 0 | 0 | 0 | 0 | 0 | 0 | 0 | 0 | 0 | 0 | 0 | 0 | 0 | 0 | 0 | 0 | 0 | 0 | 0 | 0 | 0 | 0 | 0 | 0 | 0 | 0 | 0 | 0 | 0 | 0 | 0 | 0 | 0 | 0 | 0 | 0 | 0 | 0 | 0 | 0 | 0 | 0 | 0 | 0 | 0 | 0 | 0 | 0 | 0 | 0 | 0 | 0 | 0 | 0 | 0 | 0 | 0 | 0 | 0 | 0 | 0 | 0 | 0 | 0 | 0 | 0 | 0 | 0 | 0 | 0 | 0 | 0 | 0 | 0 | 0 | 0 | 0 | 0 | 0 | 0 | 0 | 0 | 0 | 0 | 0 | 0 | 0 | 0 | 0 | 0 | 0 | 0 | 0 | 0 | 0 | 0 | 0 | 0 | 0 | 0 | 0 | 0 | 0 | 0 | 0 | 0 | 0 | 0 | 0 | 0 | 0 | 0 | 0 | 0 | 0 | 0 | 0
|  | Bid security outstanding (guarantee) | EUR k | 443.2877 | 2026-10-30 |  | 303.5557 | 221.6438 | 0 | 0 | 0 | 0 | 0 | 0 | 0 | 0 | 0 | 0 | 0 | 0 | 0 | 0 | 0 | 0 | 0 | 0 | 0 | 0 | 0 | 0 | 0 | 0 | 0 | 0 | 0 | 0 | 0 | 0 | 0 | 0 | 0 | 0 | 0 | 0 | 0 | 0 | 0 | 0 | 0 | 0 | 0 | 0 | 0 | 0 | 0 | 0 | 0 | 0 | 0 | 0 | 0 | 0 | 0 | 0 | 0 | 0 | 0 | 0 | 0 | 0 | 0 | 0 | 0 | 0 | 0 | 0 | 0 | 0 | 0 | 0 | 0 | 0 | 0 | 0 | 0 | 0 | 0 | 0 | 0 | 0 | 0 | 0 | 0 | 0 | 0 | 0 | 0 | 0 | 0 | 0 | 0 | 0 | 0 | 0 | 0 | 0 | 0 | 0 | 0 | 0 | 0 | 0 | 0 | 0 | 0 | 0 | 0 | 0 | 0 | 0 | 0 | 0 | 0 | 0 | 0 | 0 | 0 | 0 | 0 | 0 | 0 | 0 | 0 | 0 | 0 | 0 | 0 | 0 | 0 | 0 | 0 | 0
|  | Performance security outstanding (guarantee) | EUR k | 2216.4384 | 2027-02-15 |  | 0 | 1108.2192 | 2216.4384 | 2216.4384 | 2216.4384 | 2216.4384 | 2216.4384 | 2216.4384 | 2216.4384 | 2216.4384 | 2216.4384 | 2216.4384 | 2216.4384 | 2216.4384 | 2216.4384 | 2216.4384 | 2216.4384 | 2216.4384 | 2216.4384 | 2216.4384 | 2216.4384 | 2216.4384 | 2216.4384 | 2216.4384 | 2216.4384 | 2216.4384 | 0 | 0 | 0 | 0 | 0 | 0 | 0 | 0 | 0 | 0 | 0 | 0 | 0 | 0 | 0 | 0 | 0 | 0 | 0 | 0 | 0 | 0 | 0 | 0 | 0 | 0 | 0 | 0 | 0 | 0 | 0 | 0 | 0 | 0 | 0 | 0 | 0 | 0 | 0 | 0 | 0 | 0 | 0 | 0 | 0 | 0 | 0 | 0 | 0 | 0 | 0 | 0 | 0 | 0 | 0 | 0 | 0 | 0 | 0 | 0 | 0 | 0 | 0 | 0 | 0 | 0 | 0 | 0 | 0 | 0 | 0 | 0 | 0 | 0 | 0 | 0 | 0 | 0 | 0 | 0 | 0 | 0 | 0 | 0 | 0 | 0 | 0 | 0 | 0 | 0 | 0 | 0 | 0 | 0 | 0 | 0 | 0 | 0 | 0 | 0 | 0 | 0 | 0 | 0 | 0 | 0 | 0 | 0 | 0 | 0
|  | TSO connection-request security (cash) | EUR k | 616.4384 | 2027-02-15 | -616.4384 | 0 | -616.4384 | 0 | 0 | 0 | 0 | 0 | 0 | 0 | 0 | 0 | 0 | 0 | 0 | 0 | 0 | 0 | 0 | 0 | 0 | 0 | 0 | 0 | 0 | 0 | 0 | 0 | 0 | 0 | 0 | 0 | 0 | 0 | 0 | 0 | 0 | 0 | 0 | 0 | 0 | 0 | 0 | 0 | 0 | 0 | 0 | 0 | 0 | 0 | 0 | 0 | 0 | 0 | 0 | 0 | 0 | 0 | 0 | 0 | 0 | 0 | 0 | 0 | 0 | 0 | 0 | 0 | 0 | 0 | 0 | 0 | 0 | 0 | 0 | 0 | 0 | 0 | 0 | 0 | 0 | 0 | 0 | 0 | 0 | 0 | 0 | 0 | 0 | 0 | 0 | 0 | 0 | 0 | 0 | 0 | 0 | 0 | 0 | 0 | 0 | 0 | 0 | 0 | 0 | 0 | 0 | 0 | 0 | 0 | 0 | 0 | 0 | 0 | 0 | 0 | 0 | 0 | 0 | 0 | 0 | 0 | 0 | 0 | 0 | 0 | 0 | 0 | 0 | 0 | 0 | 0 | 0 | 0 | 0 | 0 | 0
|  | Direct connection fee (cash) | EUR k | 1260.274 | 2029-01-08 | -1260.274 | 0 | 0 | 0 | 0 | 0 | 0 | 0 | 0 | 0 | -1260.274 | 0 | 0 | 0 | 0 | 0 | 0 | 0 | 0 | 0 | 0 | 0 | 0 | 0 | 0 | 0 | 0 | 0 | 0 | 0 | 0 | 0 | 0 | 0 | 0 | 0 | 0 | 0 | 0 | 0 | 0 | 0 | 0 | 0 | 0 | 0 | 0 | 0 | 0 | 0 | 0 | 0 | 0 | 0 | 0 | 0 | 0 | 0 | 0 | 0 | 0 | 0 | 0 | 0 | 0 | 0 | 0 | 0 | 0 | 0 | 0 | 0 | 0 | 0 | 0 | 0 | 0 | 0 | 0 | 0 | 0 | 0 | 0 | 0 | 0 | 0 | 0 | 0 | 0 | 0 | 0 | 0 | 0 | 0 | 0 | 0 | 0 | 0 | 0 | 0 | 0 | 0 | 0 | 0 | 0 | 0 | 0 | 0 | 0 | 0 | 0 | 0 | 0 | 0 | 0 | 0 | 0 | 0 | 0 | 0 | 0 | 0 | 0 | 0 | 0 | 0 | 0 | 0 | 0 | 0 | 0 | 0 | 0 | 0 | 0 | 0 | 0
|  | Indirect connection fee, net of TSO security | EUR k | 6894.5492 | 2029-01-08 | -6894.5492 | 0 | 0 | 0 | 0 | 0 | 0 | 0 | 0 | 0 | -6894.5492 | 0 | 0 | 0 | 0 | 0 | 0 | 0 | 0 | 0 | 0 | 0 | 0 | 0 | 0 | 0 | 0 | 0 | 0 | 0 | 0 | 0 | 0 | 0 | 0 | 0 | 0 | 0 | 0 | 0 | 0 | 0 | 0 | 0 | 0 | 0 | 0 | 0 | 0 | 0 | 0 | 0 | 0 | 0 | 0 | 0 | 0 | 0 | 0 | 0 | 0 | 0 | 0 | 0 | 0 | 0 | 0 | 0 | 0 | 0 | 0 | 0 | 0 | 0 | 0 | 0 | 0 | 0 | 0 | 0 | 0 | 0 | 0 | 0 | 0 | 0 | 0 | 0 | 0 | 0 | 0 | 0 | 0 | 0 | 0 | 0 | 0 | 0 | 0 | 0 | 0 | 0 | 0 | 0 | 0 | 0 | 0 | 0 | 0 | 0 | 0 | 0 | 0 | 0 | 0 | 0 | 0 | 0 | 0 | 0 | 0 | 0 | 0 | 0 | 0 | 0 | 0 | 0 | 0 | 0 | 0 | 0 | 0 | 0 | 0 | 0 | 0
|  | Connection fees | EUR k |  |  | -8154.8232 | 0 | 0 | 0 | 0 | 0 | 0 | 0 | 0 | 0 | -8154.8232 | 0 | 0 | 0 | 0 | 0 | 0 | 0 | 0 | 0 | 0 | 0 | 0 | 0 | 0 | 0 | 0 | 0 | 0 | 0 | 0 | 0 | 0 | 0 | 0 | 0 | 0 | 0 | 0 | 0 | 0 | 0 | 0 | 0 | 0 | 0 | 0 | 0 | 0 | 0 | 0 | 0 | 0 | 0 | 0 | 0 | 0 | 0 | 0 | 0 | 0 | 0 | 0 | 0 | 0 | 0 | 0 | 0 | 0 | 0 | 0 | 0 | 0 | 0 | 0 | 0 | 0 | 0 | 0 | 0 | 0 | 0 | 0 | 0 | 0 | 0 | 0 | 0 | 0 | 0 | 0 | 0 | 0 | 0 | 0 | 0 | 0 | 0 | 0 | 0 | 0 | 0 | 0 | 0 | 0 | 0 | 0 | 0 | 0 | 0 | 0 | 0 | 0 | 0 | 0 | 0 | 0 | 0 | 0 | 0 | 0 | 0 | 0 | 0 | 0 | 0 | 0 | 0 | 0 | 0 | 0 | 0 | 0 | 0 | 0 | 0 | 0
|  | Guarantee fees (E: to COD) | EUR k | -490.264 |  | -822.9119 | -4.5908 | -19.6747 | -33.1555 | -33.5198 | -33.5198 | -33.1555 | -33.1555 | -33.5198 | -33.5198 | -32.7911 | -33.1555 | -33.5198 | -33.5198 | -32.7911 | -33.1555 | -33.5198 | -33.5198 | -32.7911 | -33.1555 | -33.5198 | -33.5198 | -33.1555 | -33.1555 | -33.5198 | -33.5198 | -32.7911 | 0 | 0 | 0 | 0 | 0 | 0 | 0 | 0 | 0 | 0 | 0 | 0 | 0 | 0 | 0 | 0 | 0 | 0 | 0 | 0 | 0 | 0 | 0 | 0 | 0 | 0 | 0 | 0 | 0 | 0 | 0 | 0 | 0 | 0 | 0 | 0 | 0 | 0 | 0 | 0 | 0 | 0 | 0 | 0 | 0 | 0 | 0 | 0 | 0 | 0 | 0 | 0 | 0 | 0 | 0 | 0 | 0 | 0 | 0 | 0 | 0 | 0 | 0 | 0 | 0 | 0 | 0 | 0 | 0 | 0 | 0 | 0 | 0 | 0 | 0 | 0 | 0 | 0 | 0 | 0 | 0 | 0 | 0 | 0 | 0 | 0 | 0 | 0 | 0 | 0 | 0 | 0 | 0 | 0 | 0 | 0 | 0 | 0 | 0 | 0 | 0 | 0 | 0 | 0 | 0 | 0 | 0 | 0 | 0 | 0
|  | Performance security by technology (E: wind, F: BESS) | EUR k | 1668.4932 | 547.9452
|  | PB call (E: pro rata above the tolerance, F: full call) | EUR k | 0 | 2216.4384
|  | PB call paid, selected regime (E: date) | EUR k | 2031-03-30 |  | 0 | 0 | 0 | 0 | 0 | 0 | 0 | 0 | 0 | 0 | 0 | 0 | 0 | 0 | 0 | 0 | 0 | 0 | 0 | 0 | 0 | 0 | 0 | 0 | 0 | 0 | 0 | 0 | 0 | 0 | 0 | 0 | 0 | 0 | 0 | 0 | 0 | 0 | 0 | 0 | 0 | 0 | 0 | 0 | 0 | 0 | 0 | 0 | 0 | 0 | 0 | 0 | 0 | 0 | 0 | 0 | 0 | 0 | 0 | 0 | 0 | 0 | 0 | 0 | 0 | 0 | 0 | 0 | 0 | 0 | 0 | 0 | 0 | 0 | 0 | 0 | 0 | 0 | 0 | 0 | 0 | 0 | 0 | 0 | 0 | 0 | 0 | 0 | 0 | 0 | 0 | 0 | 0 | 0 | 0 | 0 | 0 | 0 | 0 | 0 | 0 | 0 | 0 | 0 | 0 | 0 | 0 | 0 | 0 | 0 | 0 | 0 | 0 | 0 | 0 | 0 | 0 | 0 | 0 | 0 | 0 | 0 | 0 | 0 | 0 | 0 | 0 | 0 | 0 | 0 | 0 | 0 | 0 | 0 | 0 | 0 | 0
|  | Development cash flow | EUR k |  |  | -6597.5695 | -4662.8099 | -706.5356 | -104.3605 | -105.5073 | -105.5073 | -104.3605 | -104.3605 | -105.5073 | -33.5198 | -32.7911 | -33.1555 | -33.5198 | -33.5198 | -32.7911 | -33.1555 | -33.5198 | -33.5198 | -32.7911 | -33.1555 | -33.5198 | -33.5198 | -33.1555 | -33.1555 | -33.5198 | -33.5198 | -32.7911 | 0 | 0 | 0 | 0 | 0 | 0 | 0 | 0 | 0 | 0 | 0 | 0 | 0 | 0 | 0 | 0 | 0 | 0 | 0 | 0 | 0 | 0 | 0 | 0 | 0 | 0 | 0 | 0 | 0 | 0 | 0 | 0 | 0 | 0 | 0 | 0 | 0 | 0 | 0 | 0 | 0 | 0 | 0 | 0 | 0 | 0 | 0 | 0 | 0 | 0 | 0 | 0 | 0 | 0 | 0 | 0 | 0 | 0 | 0 | 0 | 0 | 0 | 0 | 0 | 0 | 0 | 0 | 0 | 0 | 0 | 0 | 0 | 0 | 0 | 0 | 0 | 0 | 0 | 0 | 0 | 0 | 0 | 0 | 0 | 0 | 0 | 0 | 0 | 0 | 0 | 0 | 0 | 0 | 0 | 0 | 0 | 0 | 0 | 0 | 0 | 0 | 0 | 0 | 0 | 0 | 0 | 0 | 0 | 0 | 0
x |  | Construction
|  | Turbine supply, this route | EUR k/MW | 950
|  | Substation and 132 kV bay, this route | EUR k | 12000
|  | Capex (E: total) | EUR k | 91963.75 |  | -91963.75 | 0 | 0 | 0 | 0 | 0 | 0 | 0 | 0 | -11589.9521 | -11337.9966 | -11463.9743 | -11589.9521 | -11589.9521 | -11337.9966 | -11463.9743 | -11589.9521 | 0 | 0 | 0 | 0 | 0 | 0 | 0 | 0 | 0 | 0 | 0 | 0 | 0 | 0 | 0 | 0 | 0 | 0 | 0 | 0 | 0 | 0 | 0 | 0 | 0 | 0 | 0 | 0 | 0 | 0 | 0 | 0 | 0 | 0 | 0 | 0 | 0 | 0 | 0 | 0 | 0 | 0 | 0 | 0 | 0 | 0 | 0 | 0 | 0 | 0 | 0 | 0 | 0 | 0 | 0 | 0 | 0 | 0 | 0 | 0 | 0 | 0 | 0 | 0 | 0 | 0 | 0 | 0 | 0 | 0 | 0 | 0 | 0 | 0 | 0 | 0 | 0 | 0 | 0 | 0 | 0 | 0 | 0 | 0 | 0 | 0 | 0 | 0 | 0 | 0 | 0 | 0 | 0 | 0 | 0 | 0 | 0 | 0 | 0 | 0 | 0 | 0 | 0 | 0 | 0 | 0 | 0 | 0 | 0 | 0 | 0 | 0 | 0 | 0 | 0 | 0 | 0 | 0 | 0 | 0
|  | Municipal one-off at COD | EUR k | 2500 |  | -2500 | 0 | 0 | 0 | 0 | 0 | 0 | 0 | 0 | 0 | 0 | 0 | 0 | 0 | 0 | 0 | -2500 | 0 | 0 | 0 | 0 | 0 | 0 | 0 | 0 | 0 | 0 | 0 | 0 | 0 | 0 | 0 | 0 | 0 | 0 | 0 | 0 | 0 | 0 | 0 | 0 | 0 | 0 | 0 | 0 | 0 | 0 | 0 | 0 | 0 | 0 | 0 | 0 | 0 | 0 | 0 | 0 | 0 | 0 | 0 | 0 | 0 | 0 | 0 | 0 | 0 | 0 | 0 | 0 | 0 | 0 | 0 | 0 | 0 | 0 | 0 | 0 | 0 | 0 | 0 | 0 | 0 | 0 | 0 | 0 | 0 | 0 | 0 | 0 | 0 | 0 | 0 | 0 | 0 | 0 | 0 | 0 | 0 | 0 | 0 | 0 | 0 | 0 | 0 | 0 | 0 | 0 | 0 | 0 | 0 | 0 | 0 | 0 | 0 | 0 | 0 | 0 | 0 | 0 | 0 | 0 | 0 | 0 | 0 | 0 | 0 | 0 | 0 | 0 | 0 | 0 | 0 | 0 | 0 | 0 | 0 | 0
|  | Construction cost (E: compounded to COD at the debt rate) | EUR k | -107373.6321 |  | -102618.5732 | 0 | 0 | 0 | 0 | 0 | 0 | 0 | 0 | -11589.9521 | -19492.8197 | -11463.9743 | -11589.9521 | -11589.9521 | -11337.9966 | -11463.9743 | -14089.9521 | 0 | 0 | 0 | 0 | 0 | 0 | 0 | 0 | 0 | 0 | 0 | 0 | 0 | 0 | 0 | 0 | 0 | 0 | 0 | 0 | 0 | 0 | 0 | 0 | 0 | 0 | 0 | 0 | 0 | 0 | 0 | 0 | 0 | 0 | 0 | 0 | 0 | 0 | 0 | 0 | 0 | 0 | 0 | 0 | 0 | 0 | 0 | 0 | 0 | 0 | 0 | 0 | 0 | 0 | 0 | 0 | 0 | 0 | 0 | 0 | 0 | 0 | 0 | 0 | 0 | 0 | 0 | 0 | 0 | 0 | 0 | 0 | 0 | 0 | 0 | 0 | 0 | 0 | 0 | 0 | 0 | 0 | 0 | 0 | 0 | 0 | 0 | 0 | 0 | 0 | 0 | 0 | 0 | 0 | 0 | 0 | 0 | 0 | 0 | 0 | 0 | 0 | 0 | 0 | 0 | 0 | 0 | 0 | 0 | 0 | 0 | 0 | 0 | 0 | 0 | 0 | 0 | 0 | 0 | 0
x |  | Operations
|  | Opex escalation index | factor |  |  |  | 0.90595 | 0.9286 | 0.9286 | 0.9286 | 0.9286 | 0.95181 | 0.95181 | 0.95181 | 0.95181 | 0.97561 | 0.97561 | 0.97561 | 0.97561 | 1 | 1 | 1 | 1 | 1.025 | 1.025 | 1.025 | 1.025 | 1.0506 | 1.0506 | 1.0506 | 1.0506 | 1.0769 | 1.0769 | 1.0769 | 1.0769 | 1.1038 | 1.1038 | 1.1038 | 1.1038 | 1.1314 | 1.1314 | 1.1314 | 1.1314 | 1.1597 | 1.1597 | 1.1597 | 1.1597 | 1.1887 | 1.1887 | 1.1887 | 1.1887 | 1.2184 | 1.2184 | 1.2184 | 1.2184 | 1.2489 | 1.2489 | 1.2489 | 1.2489 | 1.2801 | 1.2801 | 1.2801 | 1.2801 | 1.3121 | 1.3121 | 1.3121 | 1.3121 | 1.3449 | 1.3449 | 1.3449 | 1.3449 | 1.3785 | 1.3785 | 1.3785 | 1.3785 | 1.413 | 1.413 | 1.413 | 1.413 | 1.4483 | 1.4483 | 1.4483 | 1.4483 | 1.4845 | 1.4845 | 1.4845 | 1.4845 | 1.5216 | 1.5216 | 1.5216 | 1.5216 | 1.5597 | 1.5597 | 1.5597 | 1.5597 | 1.5987 | 1.5987 | 1.5987 | 1.5987 | 1.6386 | 1.6386 | 1.6386 | 1.6386 | 1.6796 | 1.6796 | 1.6796 | 1.6796 | 1.7216 | 1.7216 | 1.7216 | 1.7216 | 1.7646 | 1.7646 | 1.7646 | 1.7646 | 1.8087 | 1.8087 | 1.8087 | 1.8087 | 1.8539 | 1.8539 | 1.8539 | 1.8539 | 1.9003 | 1.9003 | 1.9003 | 1.9003 | 1.9478 | 1.9478 | 1.9478 | 1.9478 | 1.9965 | 1.9965 | 1.9965 | 1.9965 | 2.0464 | 2.0464 | 2.0464 | 2.0464 | 2.0976 | 2.0976 | 2.0976
|  | PPA price | EUR/MWh |  |  |  | 86.4882 | 87.3531 | 87.3531 | 87.3531 | 87.3531 | 88.2266 | 88.2266 | 88.2266 | 88.2266 | 89.1089 | 89.1089 | 89.1089 | 89.1089 | 90 | 90 | 90 | 90 | 90.9 | 90.9 | 90.9 | 90.9 | 91.809 | 91.809 | 91.809 | 91.809 | 92.7271 | 92.7271 | 92.7271 | 92.7271 | 93.6544 | 93.6544 | 93.6544 | 93.6544 | 94.5909 | 94.5909 | 94.5909 | 94.5909 | 95.5368 | 95.5368 | 95.5368 | 95.5368 | 96.4922 | 96.4922 | 96.4922 | 96.4922 | 97.4571 | 97.4571 | 97.4571 | 97.4571 | 98.4317 | 98.4317 | 98.4317 | 98.4317 | 99.416 | 99.416 | 99.416 | 99.416 | 100.4102 | 100.4102 | 100.4102 | 100.4102 | 101.4143 | 101.4143 | 101.4143 | 101.4143 | 102.4284 | 102.4284 | 102.4284 | 102.4284 | 103.4527 | 103.4527 | 103.4527 | 103.4527 | 104.4872 | 104.4872 | 104.4872 | 104.4872 | 105.5321 | 105.5321 | 105.5321 | 105.5321 | 106.5874 | 106.5874 | 106.5874 | 106.5874 | 107.6533 | 107.6533 | 107.6533 | 107.6533 | 108.7298 | 108.7298 | 108.7298 | 108.7298 | 109.8171 | 109.8171 | 109.8171 | 109.8171 | 110.9153 | 110.9153 | 110.9153 | 110.9153 | 112.0244 | 112.0244 | 112.0244 | 112.0244 | 113.1447 | 113.1447 | 113.1447 | 113.1447 | 114.2761 | 114.2761 | 114.2761 | 114.2761 | 115.4189 | 115.4189 | 115.4189 | 115.4189 | 116.5731 | 116.5731 | 116.5731 | 116.5731 | 117.7388 | 117.7388 | 117.7388 | 117.7388 | 118.9162 | 118.9162 | 118.9162 | 118.9162 | 120.1053 | 120.1053 | 120.1053 | 120.1053 | 121.3064 | 121.3064 | 121.3064
|  | Net generation (E: first full year) | MWh | 139397.5128 |  | 4010958.3603 | 0 | 0 | 0 | 0 | 0 | 0 | 0 | 0 | 0 | 0 | 0 | 0 | 0 | 0 | 0 | 0 | 35162.4 | 34398 | 34780.2 | 35162.4 | 35056.9128 | 34675.8594 | 34675.8594 | 35056.9128 | 34951.7421 | 34191.9216 | 34571.8318 | 34951.7421 | 34846.8868 | 34089.3458 | 34468.1163 | 34846.8868 | 34742.3462 | 33987.0778 | 34364.712 | 34742.3462 | 34638.1191 | 34261.6178 | 34261.6178 | 34638.1191 | 34534.2048 | 33783.4612 | 34158.833 | 34534.2048 | 34430.6022 | 33682.1108 | 34056.3565 | 34430.6022 | 34327.3104 | 33581.0645 | 33954.1874 | 34327.3104 | 34224.3284 | 33852.3249 | 33852.3249 | 34224.3284 | 34121.6554 | 33379.8803 | 33750.7679 | 34121.6554 | 34019.2905 | 33279.7407 | 33649.5156 | 34019.2905 | 33917.2326 | 33179.9015 | 33548.567 | 33917.2326 | 33815.4809 | 33447.9213 | 33447.9213 | 33815.4809 | 33714.0345 | 32981.1207 | 33347.5776 | 33714.0345 | 33612.8924 | 32882.1773 | 33247.5348 | 33612.8924 | 33512.0537 | 32783.5308 | 33147.7922 | 33512.0537 | 33411.5175 | 33048.3489 | 33048.3489 | 33411.5175 | 33311.283 | 32587.1246 | 32949.2038 | 33311.283 | 33211.3491 | 32489.3633 | 32850.3562 | 33211.3491 | 33111.7151 | 32391.8952 | 32751.8051 | 33111.7151 | 33012.3799 | 32653.5497 | 32653.5497 | 33012.3799 | 32913.3428 | 32197.8353 | 32555.5891 | 32913.3428 | 32814.6028 | 32101.2418 | 32457.9223 | 32814.6028 | 32716.159 | 32004.9381 | 32360.5485 | 32716.159 | 32618.0105 | 32263.4669 | 32263.4669 | 32618.0105 | 32520.1564 | 31813.1965 | 32166.6765 | 32520.1564 | 32422.596 | 31717.7569 | 32070.1765 | 32422.596 | 32325.3282 | 31622.6037 | 31973.9659 | 32325.3282 | 32228.3522 | 31878.044 | 31878.044 | 32228.3522
|  | Revenue (E: first full year) | EUR k | 12671.2339 |  | 420752.7118 | 0 | 0 | 0 | 0 | 0 | 0 | 0 | 0 | 0 | 0 | 0 | 0 | 0 | 0 | 0 | 0 | 3164.616 | 3126.7782 | 3161.5202 | 3196.2622 | 3186.6734 | 3183.556 | 3183.556 | 3218.5401 | 3208.8845 | 3170.5174 | 3205.7454 | 3240.9733 | 3231.2504 | 3192.6159 | 3228.0894 | 3263.5629 | 3253.7722 | 3214.8684 | 3250.5892 | 3286.3099 | 3276.451 | 3273.2458 | 3273.2458 | 3309.2155 | 3299.2879 | 3259.8399 | 3296.0603 | 3332.2808 | 3322.2839 | 3282.561 | 3319.0339 | 3355.5068 | 3345.4402 | 3305.4404 | 3342.1675 | 3378.8946 | 3368.758 | 3365.4624 | 3365.4624 | 3402.4455 | 3392.2382 | 3351.6788 | 3388.9197 | 3426.1606 | 3415.8821 | 3375.04 | 3412.5405 | 3450.0409 | 3439.6908 | 3398.5641 | 3436.3259 | 3474.0877 | 3463.6654 | 3460.2771 | 3460.2771 | 3498.3021 | 3487.8072 | 3446.1051 | 3484.3952 | 3522.6853 | 3512.1172 | 3470.1245 | 3508.6814 | 3547.2384 | 3536.5967 | 3494.3113 | 3533.137 | 3571.9626 | 3561.2467 | 3557.7629 | 3557.7629 | 3596.8592 | 3586.0686 | 3543.1917 | 3582.5605 | 3621.9293 | 3611.0635 | 3567.8878 | 3607.531 | 3647.1742 | 3636.2326 | 3592.7559 | 3632.6755 | 3672.595 | 3661.5772 | 3657.9952 | 3657.9952 | 3698.193 | 3687.0984 | 3643.0135 | 3683.4914 | 3723.9694 | 3712.7975 | 3668.4053 | 3709.1654 | 3749.9254 | 3738.6757 | 3693.9741 | 3735.0183 | 3776.0624 | 3764.7342 | 3761.0513 | 3761.0513 | 3802.3816 | 3790.9744 | 3745.6476 | 3787.2659 | 3828.8842 | 3817.3975 | 3771.7547 | 3813.6631 | 3855.5715 | 3844.0048 | 3798.0438 | 3840.2443 | 3882.4448 | 3870.7975 | 3867.0108 | 3867.0108 | 3909.5055
|  | Variable opex (balancing, grid) | EUR k |  |  | -29733.4186 | 0 | 0 | 0 | 0 | 0 | 0 | 0 | 0 | 0 | 0 | 0 | 0 | 0 | 0 | 0 | 0 | -175.812 | -176.2897 | -178.2485 | -180.2073 | -179.6667 | -182.1566 | -182.1566 | -184.1583 | -183.6059 | -184.1048 | -186.1504 | -188.196 | -187.6314 | -188.1413 | -190.2318 | -192.3222 | -191.7452 | -192.2663 | -194.4026 | -196.5389 | -195.9493 | -198.6649 | -198.6649 | -200.848 | -200.2454 | -200.7896 | -203.0206 | -205.2516 | -204.6358 | -205.1919 | -207.4718 | -209.7517 | -209.1225 | -209.6907 | -212.0206 | -214.3505 | -213.7075 | -216.6692 | -216.6692 | -219.0502 | -218.393 | -218.9865 | -221.4197 | -223.8528 | -223.1813 | -223.7878 | -226.2743 | -228.7608 | -228.0745 | -228.6943 | -231.2354 | -233.7764 | -233.0751 | -236.3052 | -236.3052 | -238.9019 | -238.1852 | -238.8325 | -241.4862 | -244.1399 | -243.4075 | -244.0689 | -246.7808 | -249.4926 | -248.7442 | -249.4201 | -252.1914 | -254.9628 | -254.1979 | -257.7207 | -257.7207 | -260.5528 | -259.7712 | -260.4771 | -263.3713 | -266.2654 | -265.4666 | -266.188 | -269.1457 | -272.1033 | -271.287 | -272.0242 | -275.0467 | -278.0692 | -277.235 | -281.0771 | -281.0771 | -284.1658 | -283.3133 | -284.0832 | -287.2397 | -290.3962 | -289.525 | -290.3117 | -293.5374 | -296.7631 | -295.8728 | -296.6768 | -299.9732 | -303.2696 | -302.3598 | -306.5502 | -306.5502 | -309.9188 | -308.9891 | -309.8287 | -313.2713 | -316.7138 | -315.7637 | -316.6217 | -320.1397 | -323.6578 | -322.6868 | -323.5636 | -327.1588 | -330.754 | -329.7617 | -334.3318 | -334.3318 | -338.0057
|  | Fixed opex and administration | EUR k |  |  | -60869.5203 | 0 | 0 | 0 | 0 | 0 | 0 | 0 | 0 | 0 | 0 | 0 | 0 | 0 | 0 | 0 | 0 | -342.7945 | -343.726 | -347.5452 | -351.3644 | -351.3644 | -356.2338 | -356.2338 | -360.1485 | -360.1485 | -361.1272 | -365.1397 | -369.1522 | -369.1522 | -370.1553 | -374.2682 | -378.381 | -378.381 | -379.4092 | -383.6249 | -387.8405 | -387.8405 | -393.2155 | -393.2155 | -397.5365 | -397.5365 | -398.6168 | -403.0459 | -407.475 | -407.475 | -408.5822 | -413.122 | -417.6618 | -417.6618 | -418.7968 | -423.4501 | -428.1034 | -428.1034 | -434.0363 | -434.0363 | -438.806 | -438.806 | -439.9984 | -444.8872 | -449.7761 | -449.7761 | -450.9983 | -456.0094 | -461.0205 | -461.0205 | -462.2733 | -467.4097 | -472.546 | -472.546 | -479.0949 | -479.0949 | -484.3597 | -484.3597 | -485.6759 | -491.0723 | -496.4687 | -496.4687 | -497.8178 | -503.3491 | -508.8804 | -508.8804 | -510.2632 | -515.9328 | -521.6024 | -521.6024 | -528.8311 | -528.8311 | -534.6425 | -534.6425 | -536.0953 | -542.0519 | -548.0085 | -548.0085 | -549.4977 | -555.6032 | -561.7087 | -561.7087 | -563.2351 | -569.4933 | -575.7515 | -575.7515 | -583.7306 | -583.7306 | -590.1452 | -590.1452 | -591.7489 | -598.3239 | -604.8989 | -604.8989 | -606.5426 | -613.282 | -620.0213 | -620.0213 | -621.7062 | -628.614 | -635.5219 | -635.5219 | -644.3294 | -644.3294 | -651.4099 | -651.4099 | -653.1801 | -660.4376 | -667.6952 | -667.6952 | -669.5096 | -676.9486 | -684.3876 | -684.3876 | -686.2473 | -693.8723 | -701.4972 | -701.4972 | -711.2191 | -711.2191 | -719.0347
|  | Land lease | EUR k |  |  | -7708.8766 | 0 | 0 | 0 | 0 | 0 | 0 | 0 | 0 | -39.585 | -39.6926 | -40.1336 | -40.5747 | -40.5747 | -40.6849 | -41.137 | -41.589 | -41.589 | -41.7021 | -42.1654 | -42.6288 | -42.6288 | -43.2195 | -43.2195 | -43.6945 | -43.6945 | -43.8132 | -44.3 | -44.7868 | -44.7868 | -44.9086 | -45.4075 | -45.9065 | -45.9065 | -46.0313 | -46.5427 | -47.0542 | -47.0542 | -47.7063 | -47.7063 | -48.2305 | -48.2305 | -48.3616 | -48.8989 | -49.4363 | -49.4363 | -49.5706 | -50.1214 | -50.6722 | -50.6722 | -50.8099 | -51.3745 | -51.939 | -51.939 | -52.6588 | -52.6588 | -53.2375 | -53.2375 | -53.3822 | -53.9753 | -54.5684 | -54.5684 | -54.7167 | -55.3247 | -55.9326 | -55.9326 | -56.0846 | -56.7078 | -57.331 | -57.331 | -58.1255 | -58.1255 | -58.7642 | -58.7642 | -58.9239 | -59.5786 | -60.2333 | -60.2333 | -60.397 | -61.0681 | -61.7392 | -61.7392 | -61.9069 | -62.5948 | -63.2826 | -63.2826 | -64.1597 | -64.1597 | -64.8647 | -64.8647 | -65.041 | -65.7637 | -66.4863 | -66.4863 | -66.667 | -67.4077 | -68.1485 | -68.1485 | -68.3337 | -69.0929 | -69.8522 | -69.8522 | -70.8203 | -70.8203 | -71.5985 | -71.5985 | -71.7931 | -72.5908 | -73.3885 | -73.3885 | -73.5879 | -74.4055 | -75.2232 | -75.2232 | -75.4276 | -76.2657 | -77.1038 | -77.1038 | -78.1723 | -78.1723 | -79.0314 | -79.0314 | -79.2461 | -80.1266 | -81.0071 | -81.0071 | -81.2273 | -82.1298 | -83.0323 | -83.0323 | -83.2579 | -84.183 | -85.1081 | -85.1081 | -86.2876 | -86.2876 | -87.2358
|  | MEKH fee, HIPA and innovation contribution | EUR k |  |  | -10098.0651 | 0 | 0 | 0 | 0 | 0 | 0 | 0 | 0 | 0 | 0 | 0 | 0 | 0 | 0 | 0 | 0 | -75.9508 | -75.0427 | -75.8765 | -76.7103 | -76.4802 | -76.4053 | -76.4053 | -77.245 | -77.0132 | -76.0924 | -76.9379 | -77.7834 | -77.55 | -76.6228 | -77.4741 | -78.3255 | -78.0905 | -77.1568 | -78.0141 | -78.8714 | -78.6348 | -78.5579 | -78.5579 | -79.4212 | -79.1829 | -78.2362 | -79.1054 | -79.9747 | -79.7348 | -78.7815 | -79.6568 | -80.5322 | -80.2906 | -79.3306 | -80.212 | -81.0935 | -80.8502 | -80.7711 | -80.7711 | -81.6587 | -81.4137 | -80.4403 | -81.3341 | -82.2279 | -81.9812 | -81.001 | -81.901 | -82.801 | -82.5526 | -81.5655 | -82.4718 | -83.3781 | -83.128 | -83.0466 | -83.0466 | -83.9593 | -83.7074 | -82.7065 | -83.6255 | -84.5444 | -84.2908 | -83.283 | -84.2084 | -85.1337 | -84.8783 | -83.8635 | -84.7953 | -85.7271 | -85.4699 | -85.3863 | -85.3863 | -86.3246 | -86.0656 | -85.0366 | -85.9815 | -86.9263 | -86.6655 | -85.6293 | -86.5807 | -87.5322 | -87.2696 | -86.2261 | -87.1842 | -88.1423 | -87.8779 | -87.7919 | -87.7919 | -88.7566 | -88.4904 | -87.4323 | -88.4038 | -89.3753 | -89.1071 | -88.0417 | -89.02 | -89.9982 | -89.7282 | -88.6554 | -89.6404 | -90.6255 | -90.3536 | -90.2652 | -90.2652 | -91.2572 | -90.9834 | -89.8955 | -90.8944 | -91.8932 | -91.6175 | -90.5221 | -91.5279 | -92.5337 | -92.2561 | -91.1531 | -92.1659 | -93.1787 | -92.8991 | -92.8083 | -92.8083 | -93.8281
|  | Opex contingency | EUR k |  |  | -4936.6284 | 0 | 0 | 0 | 0 | 0 | 0 | 0 | 0 | -1.9793 | -1.9846 | -2.0067 | -2.0287 | -2.0287 | -2.0342 | -2.0568 | -2.0795 | -28.168 | -28.2422 | -28.556 | -28.8698 | -28.8423 | -29.2397 | -29.2397 | -29.561 | -29.5329 | -29.6108 | -29.9398 | -30.2688 | -30.2401 | -30.3199 | -30.6568 | -30.9937 | -30.9643 | -31.0461 | -31.391 | -31.736 | -31.706 | -32.143 | -32.143 | -32.4962 | -32.4656 | -32.5514 | -32.9131 | -33.2748 | -33.2435 | -33.3314 | -33.7017 | -34.0721 | -34.0401 | -34.1301 | -34.5094 | -34.8886 | -34.8559 | -35.3365 | -35.3365 | -35.7248 | -35.6914 | -35.7859 | -36.1836 | -36.5812 | -36.5471 | -36.6439 | -37.051 | -37.4582 | -37.4234 | -37.5225 | -37.9395 | -38.3564 | -38.3208 | -38.8493 | -38.8493 | -39.2762 | -39.2398 | -39.3439 | -39.7811 | -40.2182 | -40.1811 | -40.2877 | -40.7353 | -41.183 | -41.145 | -41.2542 | -41.7126 | -42.171 | -42.1322 | -42.7135 | -42.7135 | -43.1828 | -43.1432 | -43.2578 | -43.7385 | -44.2191 | -44.1786 | -44.296 | -44.7882 | -45.2804 | -45.239 | -45.3593 | -45.8633 | -46.3673 | -46.325 | -46.9643 | -46.9643 | -47.4804 | -47.4372 | -47.5634 | -48.0919 | -48.6204 | -48.5763 | -48.7055 | -49.2467 | -49.7879 | -49.7428 | -49.8752 | -50.4294 | -50.9836 | -50.9375 | -51.6406 | -51.6406 | -52.2081 | -52.1611 | -52.3 | -52.8811 | -53.4622 | -53.4142 | -53.5565 | -54.1516 | -54.7467 | -54.6975 | -54.8433 | -55.4527 | -56.0621 | -56.0119 | -56.7853 | -56.7853 | -57.4093
|  | Community contribution (ÖSZ-2) | EUR k |  |  | -12032.8751 | 0 | 0 | 0 | 0 | 0 | 0 | 0 | 0 | 0 | 0 | 0 | 0 | 0 | 0 | 0 | 0 | -105.4872 | -103.194 | -104.3406 | -105.4872 | -105.1707 | -104.0276 | -104.0276 | -105.1707 | -104.8552 | -102.5758 | -103.7155 | -104.8552 | -104.5407 | -102.268 | -103.4043 | -104.5407 | -104.227 | -101.9612 | -103.0941 | -104.227 | -103.9144 | -102.7849 | -102.7849 | -103.9144 | -103.6026 | -101.3504 | -102.4765 | -103.6026 | -103.2918 | -101.0463 | -102.1691 | -103.2918 | -102.9819 | -100.7432 | -101.8626 | -102.9819 | -102.673 | -101.557 | -101.557 | -102.673 | -102.365 | -100.1396 | -101.2523 | -102.365 | -102.0579 | -99.8392 | -100.9485 | -102.0579 | -101.7517 | -99.5397 | -100.6457 | -101.7517 | -101.4464 | -100.3438 | -100.3438 | -101.4464 | -101.1421 | -98.9434 | -100.0427 | -101.1421 | -100.8387 | -98.6465 | -99.7426 | -100.8387 | -100.5362 | -98.3506 | -99.4434 | -100.5362 | -100.2346 | -99.145 | -99.145 | -100.2346 | -99.9338 | -97.7614 | -98.8476 | -99.9338 | -99.634 | -97.4681 | -98.5511 | -99.634 | -99.3351 | -97.1757 | -98.2554 | -99.3351 | -99.0371 | -97.9606 | -97.9606 | -99.0371 | -98.74 | -96.5935 | -97.6668 | -98.74 | -98.4438 | -96.3037 | -97.3738 | -98.4438 | -98.1485 | -96.0148 | -97.0816 | -98.1485 | -97.854 | -96.7904 | -96.7904 | -97.854 | -97.5605 | -95.4396 | -96.5 | -97.5605 | -97.2678 | -95.1533 | -96.2105 | -97.2678 | -96.976 | -94.8678 | -95.9219 | -96.976 | -96.6851 | -95.6341 | -95.6341 | -96.6851
|  | EBITDA (E: first full year) | EUR k | 9556.8841 |  | 295373.3277 | 0 | 0 | 0 | 0 | 0 | 0 | 0 | 0 | -41.5643 | -41.6772 | -42.1403 | -42.6034 | -42.6034 | -42.7192 | -43.1938 | -43.6685 | 2394.8144 | 2358.5815 | 2384.7879 | 2410.9944 | 2402.5203 | 2392.2734 | 2392.2734 | 2418.5621 | 2410.0343 | 2373.1932 | 2399.5621 | 2425.9309 | 2417.3492 | 2380.2 | 2406.6467 | 2433.0933 | 2424.4575 | 2386.9975 | 2413.5197 | 2440.0419 | 2431.3518 | 2420.1734 | 2420.1734 | 2446.7687 | 2438.0242 | 2399.9339 | 2426.5999 | 2453.2658 | 2444.4667 | 2406.057 | 2432.791 | 2459.525 | 2450.6711 | 2411.9391 | 2438.7384 | 2465.5377 | 2456.629 | 2444.4335 | 2444.4335 | 2471.2954 | 2462.3316 | 2422.946 | 2449.8676 | 2476.7892 | 2467.7701 | 2428.0532 | 2455.0315 | 2482.0099 | 2472.9355 | 2432.8841 | 2459.9161 | 2486.9481 | 2477.8182 | 2464.5118 | 2464.5118 | 2491.5943 | 2482.4087 | 2441.6791 | 2468.8088 | 2495.9386 | 2486.6972 | 2445.6236 | 2472.7972 | 2499.9708 | 2490.6734 | 2449.2527 | 2476.4666 | 2503.6806 | 2494.3271 | 2479.8066 | 2479.8066 | 2507.0572 | 2497.6476 | 2455.5226 | 2482.8062 | 2510.0898 | 2500.6238 | 2458.1416 | 2485.4543 | 2512.767 | 2503.2447 | 2460.4018 | 2487.7396 | 2515.0774 | 2505.4986 | 2489.6504 | 2489.6504 | 2517.0092 | 2507.3737 | 2463.7991 | 2491.1746 | 2518.5502 | 2508.8579 | 2464.9121 | 2492.3 | 2519.6879 | 2509.9388 | 2465.6181 | 2493.0138 | 2520.4096 | 2510.6036 | 2493.3032 | 2493.3032 | 2520.7021 | 2510.8391 | 2465.7575 | 2493.1548 | 2520.5521 | 2510.632 | 2465.1643 | 2492.555 | 2519.9457 | 2509.9685 | 2464.1107 | 2491.4897 | 2518.8688 | 2508.8343 | 2489.9447 | 2489.9447 | 2517.3068
x |  | Debt sizing on CFADS
|  | Corporate income tax – paste (macro) | EUR k |  |  |  | 0 | 0 | 0 | 0 | 0 | 0 | 0 | 0 | 0 | 0 | 0 | 0 | 0 | 0 | 0 | 0 | -26.2443 | -26.376 | -27.7093 | -29.0493 | -28.9575 | -29.9022 | -30.4597 | -31.8332 | -31.7652 | -31.906 | -40.0226 | -74.4584 | -74.3724 | -74.5575 | -77.4854 | -80.4287 | -80.3958 | -80.5962 | -83.5982 | -86.6164 | -86.6397 | -88.5769 | -89.937 | -93.0329 | -93.1156 | -93.3551 | -96.5139 | -99.6905 | -99.8361 | -100.0995 | -103.3413 | -106.6019 | -106.8139 | -107.1046 | -110.4327 | -113.7806 | -114.0628 | -116.1429 | -117.8021 | -121.2408 | -121.5973 | -121.9528 | -125.4643 | -128.9975 | -129.4323 | -129.8259 | -133.4348 | -137.0665 | -137.584 | -138.0197 | -141.7299 | -145.4642 | -146.0692 | -148.3429 | -150.367 | -154.2082 | -154.9054 | -155.4381 | -159.3642 | -163.3169 | -164.1114 | -162.4916 | -164.297 | -166.1025 | -164.7079 | -163.0359 | -164.8474 | -166.6589 | -165.2559 | -165.3484 | -165.3484 | -167.1654 | -165.754 | -163.9764 | -165.7984 | -167.6203 | -166.2004 | -164.3693 | -166.1956 | -168.0219 | -375.4867 | -369.0603 | -373.1609 | -377.2616 | -375.8248 | -373.4476 | -373.4476 | -377.5514 | -376.1061 | -369.5699 | -373.6762 | -377.7825 | -376.3287 | -369.7368 | -373.845 | -377.9532 | -376.4908 | -369.8427 | -373.9521 | -378.0614 | -376.5905 | -373.9955 | -373.9955 | -378.1053 | -376.6259 | -369.8636 | -373.9732 | -378.0828 | -376.5948 | -369.7746 | -373.8832 | -377.9919 | -376.4953 | -369.6166 | -373.7235 | -377.8303 | -376.3252 | -373.4917 | -373.4917 | -377.596
|  | CFADS (EBITDA, guarantee fees, tax; after COD) | EUR k |  |  | 271159.4728 | 0 | 0 | 0 | 0 | 0 | 0 | 0 | 0 | 0 | 0 | 0 | 0 | 0 | 0 | 0 | 0 | 2335.0503 | 2299.4144 | 2323.9231 | 2348.4253 | 2340.043 | 2329.2156 | 2328.6581 | 2353.209 | 2344.7493 | 2308.4961 | 2359.5395 | 2351.4725 | 2342.9767 | 2305.6425 | 2329.1613 | 2352.6646 | 2344.0617 | 2306.4012 | 2329.9215 | 2353.4255 | 2344.7122 | 2331.5965 | 2330.2364 | 2353.7358 | 2344.9086 | 2306.5789 | 2330.086 | 2353.5753 | 2344.6307 | 2305.9575 | 2329.4497 | 2352.9231 | 2343.8572 | 2304.8345 | 2328.3057 | 2351.7571 | 2342.5661 | 2328.2906 | 2326.6314 | 2350.0546 | 2340.7343 | 2300.9931 | 2324.4033 | 2347.7917 | 2338.3378 | 2298.2272 | 2321.5968 | 2344.9434 | 2335.3514 | 2294.8644 | 2318.1862 | 2341.4839 | 2331.749 | 2316.1689 | 2314.1448 | 2337.3861 | 2327.5033 | 2286.241 | 2309.4446 | 2332.6217 | 2322.5857 | 2283.1321 | 2308.5002 | 2333.8683 | 2325.9656 | 2286.2168 | 2311.6192 | 2337.0216 | 2329.0712 | 2314.4581 | 2314.4581 | 2339.8918 | 2331.8936 | 2291.5462 | 2317.0078 | 2342.4694 | 2334.4234 | 2293.7724 | 2319.2587 | 2344.7451 | 2127.758 | 2091.3416 | 2114.5787 | 2137.8158 | 2129.6738 | 2116.2028 | 2116.2028 | 2139.4578 | 2131.2676 | 2094.2292 | 2117.4984 | 2140.7676 | 2132.5292 | 2095.1753 | 2118.455 | 2141.7347 | 2133.448 | 2095.7754 | 2119.0618 | 2142.3481 | 2134.013 | 2119.3077 | 2119.3077 | 2142.5968 | 2134.2133 | 2095.8939 | 2119.1816 | 2142.4693 | 2134.0372 | 2095.3896 | 2118.6717 | 2141.9538 | 2133.4732 | 2094.4941 | 2117.7663 | 2141.0384 | 2132.5092 | 2116.453 | 2116.453 | 2139.7107
|  | CFADS ÷ target DSCR (E: annuity debt capacity, F: lowest quarter) | EUR k | 80084.3388 | 1905.2008 |  | 17: 1945.8753; 18: 1916.1786; 19: 1936.6026; 20: 1957.0211; 21: 1950.0358; 22: 1941.013; 23: 1940.5485; 24: 1961.0075; 25: 1953.9577; 26: 1923.7468; 27: 1966.2829; 28: 1959.5604; 29: 1952.4806; 30: 1921.3688; 31: 1940.9677; 32: 1960.5538; 33: 1953.3848; 34: 1922.001; 35: 1941.6012; 36: 1961.1879; 37: 1953.9268; 38: 1942.9971; 39: 1941.8636; 40: 1961.4465; 41: 1954.0905; 42: 1922.149; 43: 1941.7383; 44: 1961.3128; 45: 1953.8589; 46: 1921.6313; 47: 1941.2081; 48: 1960.7692; 49: 1953.2144; 50: 1920.6954; 51: 1940.2547; 52: 1959.7976; 53: 1952.1384; 54: 1940.2422; 55: 1938.8595; 56: 1958.3788; 57: 1950.612; 58: 1917.4943; 59: 1937.0027; 60: 1956.493; 61: 1948.6148; 62: 1915.1893; 63: 1934.664; 64: 1954.1195; 65: 1946.1262; 66: 1912.387; 67: 1931.8218; 68: 1951.2366; 69: 1943.1242; 70: 1930.1408; 71: 1928.454; 72: 1947.8218; 73: 1939.5861; 74: 1905.2008; 75: 1924.5372; 76: 1943.8514
|  | Debt quantum: per built wind MW | EUR k | 49500
|  | Debt share of construction cost (E), share of capacity used (F) | % | 46.1% | 61.81%
|  | Debt at COD (E) and level annuity per quarter (F) | EUR k | 49500 | 1177.6015
x |  | Senior debt
|  | Interest paid | EUR k |  |  | -21156.0924 | 0 | 0 | 0 | 0 | 0 | 0 | 0 | 0 | 0 | 0 | 0 | 0 | 0 | 0 | 0 | 0 | -618.75 | -611.7644 | -604.6914 | -597.53 | -590.2791 | -582.9376 | -575.5043 | -567.9781 | -560.3578 | -552.6422 | -544.8302 | -536.9206 | -528.9121 | -520.8035 | -512.5935 | -504.2809 | -495.8644 | -487.3427 | -478.7144 | -469.9783 | -461.1331 | -452.1772 | -443.1094 | -433.9282 | -424.6323 | -415.2202 | -405.6904 | -396.0416 | -386.2721 | -376.3804 | -366.3652 | -356.2247 | -345.9575 | -335.562 | -325.0365 | -314.3794 | -303.5891 | -292.664 | -281.6023 | -270.4023 | -259.0623 | -247.5805 | -235.9553 | -224.1847 | -212.267 | -200.2003 | -187.9828 | -175.6125 | -163.0877 | -150.4063 | -137.5663 | -124.5659 | -111.4029 | -98.0755 | -84.5814 | -70.9186 | -57.0851 | -43.0786 | -28.8971 | -14.5383 | 0 | 0 | 0 | 0 | 0 | 0 | 0 | 0 | 0 | 0 | 0 | 0 | 0 | 0 | 0 | 0 | 0 | 0 | 0 | 0 | 0 | 0 | 0 | 0 | 0 | 0 | 0 | 0 | 0 | 0 | 0 | 0 | 0 | 0 | 0 | 0 | 0 | 0 | 0 | 0 | 0 | 0 | 0 | 0 | 0 | 0 | 0 | 0 | 0 | 0 | 0 | 0 | 0 | 0 | 0 | 0 | 0 | 0 | 0 | 0
|  | Scheduled repayment (annuity) | EUR k |  |  | -49500 | 0 | 0 | 0 | 0 | 0 | 0 | 0 | 0 | 0 | 0 | 0 | 0 | 0 | 0 | 0 | 0 | -558.8515 | -565.8372 | -572.9101 | -580.0715 | -587.3224 | -594.6639 | -602.0972 | -609.6235 | -617.2438 | -624.9593 | -632.7713 | -640.6809 | -648.6894 | -656.7981 | -665.008 | -673.3206 | -681.7372 | -690.2589 | -698.8871 | -707.6232 | -716.4685 | -725.4243 | -734.4921 | -743.6733 | -752.9692 | -762.3813 | -771.9111 | -781.56 | -791.3295 | -801.2211 | -811.2364 | -821.3768 | -831.644 | -842.0396 | -852.5651 | -863.2221 | -874.0124 | -884.9376 | -895.9993 | -907.1993 | -918.5393 | -930.021 | -941.6463 | -953.4168 | -965.3346 | -977.4012 | -989.6188 | -1001.989 | -1014.5139 | -1027.1953 | -1040.0352 | -1053.0357 | -1066.1986 | -1079.5261 | -1093.0202 | -1106.6829 | -1120.5165 | -1134.5229 | -1148.7044 | -1163.0632 | 0 | 0 | 0 | 0 | 0 | 0 | 0 | 0 | 0 | 0 | 0 | 0 | 0 | 0 | 0 | 0 | 0 | 0 | 0 | 0 | 0 | 0 | 0 | 0 | 0 | 0 | 0 | 0 | 0 | 0 | 0 | 0 | 0 | 0 | 0 | 0 | 0 | 0 | 0 | 0 | 0 | 0 | 0 | 0 | 0 | 0 | 0 | 0 | 0 | 0 | 0 | 0 | 0 | 0 | 0 | 0 | 0 | 0 | 0 | 0
|  | Scheduled debt service | EUR k |  |  | -70656.0924 | 0 | 0 | 0 | 0 | 0 | 0 | 0 | 0 | 0 | 0 | 0 | 0 | 0 | 0 | 0 | 0 | -1177.6015 | -1177.6015 | -1177.6015 | -1177.6015 | -1177.6015 | -1177.6015 | -1177.6015 | -1177.6015 | -1177.6015 | -1177.6015 | -1177.6015 | -1177.6015 | -1177.6015 | -1177.6015 | -1177.6015 | -1177.6015 | -1177.6015 | -1177.6015 | -1177.6015 | -1177.6015 | -1177.6015 | -1177.6015 | -1177.6015 | -1177.6015 | -1177.6015 | -1177.6015 | -1177.6015 | -1177.6015 | -1177.6015 | -1177.6015 | -1177.6015 | -1177.6015 | -1177.6015 | -1177.6015 | -1177.6015 | -1177.6015 | -1177.6015 | -1177.6015 | -1177.6015 | -1177.6015 | -1177.6015 | -1177.6015 | -1177.6015 | -1177.6015 | -1177.6015 | -1177.6015 | -1177.6015 | -1177.6015 | -1177.6015 | -1177.6015 | -1177.6015 | -1177.6015 | -1177.6015 | -1177.6015 | -1177.6015 | -1177.6015 | -1177.6015 | -1177.6015 | -1177.6015 | -1177.6015 | 0 | 0 | 0 | 0 | 0 | 0 | 0 | 0 | 0 | 0 | 0 | 0 | 0 | 0 | 0 | 0 | 0 | 0 | 0 | 0 | 0 | 0 | 0 | 0 | 0 | 0 | 0 | 0 | 0 | 0 | 0 | 0 | 0 | 0 | 0 | 0 | 0 | 0 | 0 | 0 | 0 | 0 | 0 | 0 | 0 | 0 | 0 | 0 | 0 | 0 | 0 | 0 | 0 | 0 | 0 | 0 | 0 | 0 | 0 | 0
|  | Cash sweep | EUR k |  |  | 0 | 0 | 0 | 0 | 0 | 0 | 0 | 0 | 0 | 0 | 0 | 0 | 0 | 0 | 0 | 0 | 0 | 0 | 0 | 0 | 0 | 0 | 0 | 0 | 0 | 0 | 0 | 0 | 0 | 0 | 0 | 0 | 0 | 0 | 0 | 0 | 0 | 0 | 0 | 0 | 0 | 0 | 0 | 0 | 0 | 0 | 0 | 0 | 0 | 0 | 0 | 0 | 0 | 0 | 0 | 0 | 0 | 0 | 0 | 0 | 0 | 0 | 0 | 0 | 0 | 0 | 0 | 0 | 0 | 0 | 0 | 0 | 0 | 0 | 0 | 0 | 0 | 0 | 0 | 0 | 0 | 0 | 0 | 0 | 0 | 0 | 0 | 0 | 0 | 0 | 0 | 0 | 0 | 0 | 0 | 0 | 0 | 0 | 0 | 0 | 0 | 0 | 0 | 0 | 0 | 0 | 0 | 0 | 0 | 0 | 0 | 0 | 0 | 0 | 0 | 0 | 0 | 0 | 0 | 0 | 0 | 0 | 0 | 0 | 0 | 0 | 0 | 0 | 0 | 0 | 0 | 0 | 0 | 0 | 0 | 0 | 0
|  | Debt service incl. sweep | EUR k |  |  | -70656.0924 | 0 | 0 | 0 | 0 | 0 | 0 | 0 | 0 | 0 | 0 | 0 | 0 | 0 | 0 | 0 | 0 | -1177.6015 | -1177.6015 | -1177.6015 | -1177.6015 | -1177.6015 | -1177.6015 | -1177.6015 | -1177.6015 | -1177.6015 | -1177.6015 | -1177.6015 | -1177.6015 | -1177.6015 | -1177.6015 | -1177.6015 | -1177.6015 | -1177.6015 | -1177.6015 | -1177.6015 | -1177.6015 | -1177.6015 | -1177.6015 | -1177.6015 | -1177.6015 | -1177.6015 | -1177.6015 | -1177.6015 | -1177.6015 | -1177.6015 | -1177.6015 | -1177.6015 | -1177.6015 | -1177.6015 | -1177.6015 | -1177.6015 | -1177.6015 | -1177.6015 | -1177.6015 | -1177.6015 | -1177.6015 | -1177.6015 | -1177.6015 | -1177.6015 | -1177.6015 | -1177.6015 | -1177.6015 | -1177.6015 | -1177.6015 | -1177.6015 | -1177.6015 | -1177.6015 | -1177.6015 | -1177.6015 | -1177.6015 | -1177.6015 | -1177.6015 | -1177.6015 | -1177.6015 | -1177.6015 | -1177.6015 | 0 | 0 | 0 | 0 | 0 | 0 | 0 | 0 | 0 | 0 | 0 | 0 | 0 | 0 | 0 | 0 | 0 | 0 | 0 | 0 | 0 | 0 | 0 | 0 | 0 | 0 | 0 | 0 | 0 | 0 | 0 | 0 | 0 | 0 | 0 | 0 | 0 | 0 | 0 | 0 | 0 | 0 | 0 | 0 | 0 | 0 | 0 | 0 | 0 | 0 | 0 | 0 | 0 | 0 | 0 | 0 | 0 | 0 | 0 | 0
|  | Opening balance | EUR k |  |  |  | 0 | 0 | 0 | 0 | 0 | 0 | 0 | 0 | 0 | 5343.0495 | 14396.1646 | 19861.0895 | 25452.4026 | 31113.6071 | 36729.4234 | 42473.514 | 49500 | 48941.1485 | 48375.3113 | 47802.4011 | 47222.3296 | 46635.0072 | 46040.3432 | 45438.246 | 44828.6225 | 44211.3788 | 43586.4195 | 42953.6482 | 42312.9672 | 41664.2778 | 41007.4797 | 40342.4717 | 39669.151 | 38987.4139 | 38297.155 | 37598.2679 | 36890.6447 | 36174.1762 | 35448.7519 | 34714.2598 | 33970.5865 | 33217.6173 | 32455.2359 | 31683.3248 | 30901.7649 | 30110.4354 | 29309.2143 | 28497.9779 | 27676.6011 | 26844.9571 | 26002.9175 | 25150.3524 | 24287.1303 | 23413.1179 | 22528.1803 | 21632.181 | 20724.9818 | 19806.4425 | 18876.4215 | 17934.7752 | 16981.3584 | 16016.0238 | 15038.6226 | 14049.0038 | 13047.0148 | 12032.501 | 11005.3057 | 9965.2705 | 8912.2348 | 7846.0362 | 6766.5101 | 5673.49 | 4566.807 | 3446.2906 | 2311.7677 | 1163.0632 | 0 | 0 | 0 | 0 | 0 | 0 | 0 | 0 | 0 | 0 | 0 | 0 | 0 | 0 | 0 | 0 | 0 | 0 | 0 | 0 | 0 | 0 | 0 | 0 | 0 | 0 | 0 | 0 | 0 | 0 | 0 | 0 | 0 | 0 | 0 | 0 | 0 | 0 | 0 | 0 | 0 | 0 | 0 | 0 | 0 | 0 | 0 | 0 | 0 | 0 | 0 | 0 | 0 | 0 | 0 | 0 | 0 | 0 | 0 | 0
|  | Drawdown | EUR k |  |  | 47307.8844 | 0 | 0 | 0 | 0 | 0 | 0 | 0 | 0 | 5343.0495 | 8986.3271 | 5284.9728 | 5343.0495 | 5343.0495 | 5226.8962 | 5284.9728 | 6495.5671 | 0 | 0 | 0 | 0 | 0 | 0 | 0 | 0 | 0 | 0 | 0 | 0 | 0 | 0 | 0 | 0 | 0 | 0 | 0 | 0 | 0 | 0 | 0 | 0 | 0 | 0 | 0 | 0 | 0 | 0 | 0 | 0 | 0 | 0 | 0 | 0 | 0 | 0 | 0 | 0 | 0 | 0 | 0 | 0 | 0 | 0 | 0 | 0 | 0 | 0 | 0 | 0 | 0 | 0 | 0 | 0 | 0 | 0 | 0 | 0 | 0 | 0 | 0 | 0 | 0 | 0 | 0 | 0 | 0 | 0 | 0 | 0 | 0 | 0 | 0 | 0 | 0 | 0 | 0 | 0 | 0 | 0 | 0 | 0 | 0 | 0 | 0 | 0 | 0 | 0 | 0 | 0 | 0 | 0 | 0 | 0 | 0 | 0 | 0 | 0 | 0 | 0 | 0 | 0 | 0 | 0 | 0 | 0 | 0 | 0 | 0 | 0 | 0 | 0 | 0 | 0 | 0 | 0 | 0 | 0
|  | Interest capitalised | EUR k |  |  | 2192.1156 | 0 | 0 | 0 | 0 | 0 | 0 | 0 | 0 | 0 | 66.7881 | 179.9521 | 248.2636 | 318.155 | 388.9201 | 459.1178 | 530.9189 | 0 | 0 | 0 | 0 | 0 | 0 | 0 | 0 | 0 | 0 | 0 | 0 | 0 | 0 | 0 | 0 | 0 | 0 | 0 | 0 | 0 | 0 | 0 | 0 | 0 | 0 | 0 | 0 | 0 | 0 | 0 | 0 | 0 | 0 | 0 | 0 | 0 | 0 | 0 | 0 | 0 | 0 | 0 | 0 | 0 | 0 | 0 | 0 | 0 | 0 | 0 | 0 | 0 | 0 | 0 | 0 | 0 | 0 | 0 | 0 | 0 | 0 | 0 | 0 | 0 | 0 | 0 | 0 | 0 | 0 | 0 | 0 | 0 | 0 | 0 | 0 | 0 | 0 | 0 | 0 | 0 | 0 | 0 | 0 | 0 | 0 | 0 | 0 | 0 | 0 | 0 | 0 | 0 | 0 | 0 | 0 | 0 | 0 | 0 | 0 | 0 | 0 | 0 | 0 | 0 | 0 | 0 | 0 | 0 | 0 | 0 | 0 | 0 | 0 | 0 | 0 | 0 | 0 | 0 | 0
|  | Repayment | EUR k |  |  | -49500 | 0 | 0 | 0 | 0 | 0 | 0 | 0 | 0 | 0 | 0 | 0 | 0 | 0 | 0 | 0 | 0 | -558.8515 | -565.8372 | -572.9101 | -580.0715 | -587.3224 | -594.6639 | -602.0972 | -609.6235 | -617.2438 | -624.9593 | -632.7713 | -640.6809 | -648.6894 | -656.7981 | -665.008 | -673.3206 | -681.7372 | -690.2589 | -698.8871 | -707.6232 | -716.4685 | -725.4243 | -734.4921 | -743.6733 | -752.9692 | -762.3813 | -771.9111 | -781.56 | -791.3295 | -801.2211 | -811.2364 | -821.3768 | -831.644 | -842.0396 | -852.5651 | -863.2221 | -874.0124 | -884.9376 | -895.9993 | -907.1993 | -918.5393 | -930.021 | -941.6463 | -953.4168 | -965.3346 | -977.4012 | -989.6188 | -1001.989 | -1014.5139 | -1027.1953 | -1040.0352 | -1053.0357 | -1066.1986 | -1079.5261 | -1093.0202 | -1106.6829 | -1120.5165 | -1134.5229 | -1148.7044 | -1163.0632 | 0 | 0 | 0 | 0 | 0 | 0 | 0 | 0 | 0 | 0 | 0 | 0 | 0 | 0 | 0 | 0 | 0 | 0 | 0 | 0 | 0 | 0 | 0 | 0 | 0 | 0 | 0 | 0 | 0 | 0 | 0 | 0 | 0 | 0 | 0 | 0 | 0 | 0 | 0 | 0 | 0 | 0 | 0 | 0 | 0 | 0 | 0 | 0 | 0 | 0 | 0 | 0 | 0 | 0 | 0 | 0 | 0 | 0 | 0 | 0
|  | Closing balance (E: at COD) | EUR k | 49500 |  |  | 0 | 0 | 0 | 0 | 0 | 0 | 0 | 0 | 5343.0495 | 14396.1646 | 19861.0895 | 25452.4026 | 31113.6071 | 36729.4234 | 42473.514 | 49500 | 48941.1485 | 48375.3113 | 47802.4011 | 47222.3296 | 46635.0072 | 46040.3432 | 45438.246 | 44828.6225 | 44211.3788 | 43586.4195 | 42953.6482 | 42312.9672 | 41664.2778 | 41007.4797 | 40342.4717 | 39669.151 | 38987.4139 | 38297.155 | 37598.2679 | 36890.6447 | 36174.1762 | 35448.7519 | 34714.2598 | 33970.5865 | 33217.6173 | 32455.2359 | 31683.3248 | 30901.7649 | 30110.4354 | 29309.2143 | 28497.9779 | 27676.6011 | 26844.9571 | 26002.9175 | 25150.3524 | 24287.1303 | 23413.1179 | 22528.1803 | 21632.181 | 20724.9818 | 19806.4425 | 18876.4215 | 17934.7752 | 16981.3584 | 16016.0238 | 15038.6226 | 14049.0038 | 13047.0148 | 12032.501 | 11005.3057 | 9965.2705 | 8912.2348 | 7846.0362 | 6766.5101 | 5673.49 | 4566.807 | 3446.2906 | 2311.7677 | 1163.0632 | 0 | 0 | 0 | 0 | 0 | 0 | 0 | 0 | 0 | 0 | 0 | 0 | 0 | 0 | 0 | 0 | 0 | 0 | 0 | 0 | 0 | 0 | 0 | 0 | 0 | 0 | 0 | 0 | 0 | 0 | 0 | 0 | 0 | 0 | 0 | 0 | 0 | 0 | 0 | 0 | 0 | 0 | 0 | 0 | 0 | 0 | 0 | 0 | 0 | 0 | 0 | 0 | 0 | 0 | 0 | 0 | 0 | 0 | 0 | 0 | 0
|  | Upfront fee | EUR k |  |  | -866.25 | 0 | 0 | 0 | 0 | 0 | 0 | 0 | 0 | -866.25 | 0 | 0 | 0 | 0 | 0 | 0 | 0 | 0 | 0 | 0 | 0 | 0 | 0 | 0 | 0 | 0 | 0 | 0 | 0 | 0 | 0 | 0 | 0 | 0 | 0 | 0 | 0 | 0 | 0 | 0 | 0 | 0 | 0 | 0 | 0 | 0 | 0 | 0 | 0 | 0 | 0 | 0 | 0 | 0 | 0 | 0 | 0 | 0 | 0 | 0 | 0 | 0 | 0 | 0 | 0 | 0 | 0 | 0 | 0 | 0 | 0 | 0 | 0 | 0 | 0 | 0 | 0 | 0 | 0 | 0 | 0 | 0 | 0 | 0 | 0 | 0 | 0 | 0 | 0 | 0 | 0 | 0 | 0 | 0 | 0 | 0 | 0 | 0 | 0 | 0 | 0 | 0 | 0 | 0 | 0 | 0 | 0 | 0 | 0 | 0 | 0 | 0 | 0 | 0 | 0 | 0 | 0 | 0 | 0 | 0 | 0 | 0 | 0 | 0 | 0 | 0 | 0 | 0 | 0 | 0 | 0 | 0 | 0 | 0 | 0 | 0 | 0
|  | Commitment fee | EUR k |  |  | -466.8792 | 0 | 0 | 0 | 0 | 0 | 0 | 0 | 0 | -107.3176 | -93.1274 | -73.9984 | -62.8226 | -50.7019 | -37.7425 | -26.4336 | -14.7351 | 0 | 0 | 0 | 0 | 0 | 0 | 0 | 0 | 0 | 0 | 0 | 0 | 0 | 0 | 0 | 0 | 0 | 0 | 0 | 0 | 0 | 0 | 0 | 0 | 0 | 0 | 0 | 0 | 0 | 0 | 0 | 0 | 0 | 0 | 0 | 0 | 0 | 0 | 0 | 0 | 0 | 0 | 0 | 0 | 0 | 0 | 0 | 0 | 0 | 0 | 0 | 0 | 0 | 0 | 0 | 0 | 0 | 0 | 0 | 0 | 0 | 0 | 0 | 0 | 0 | 0 | 0 | 0 | 0 | 0 | 0 | 0 | 0 | 0 | 0 | 0 | 0 | 0 | 0 | 0 | 0 | 0 | 0 | 0 | 0 | 0 | 0 | 0 | 0 | 0 | 0 | 0 | 0 | 0 | 0 | 0 | 0 | 0 | 0 | 0 | 0 | 0 | 0 | 0 | 0 | 0 | 0 | 0 | 0 | 0 | 0 | 0 | 0 | 0 | 0 | 0 | 0 | 0 | 0 | 0
|  | DSRA funded at COD, released at the end (E: balance) | EUR k | 1177.6015 |  | 0 | 0 | 0 | 0 | 0 | 0 | 0 | 0 | 0 | 0 | 0 | 0 | 0 | 0 | 0 | 0 | -1177.6015 | 0 | 0 | 0 | 0 | 0 | 0 | 0 | 0 | 0 | 0 | 0 | 0 | 0 | 0 | 0 | 0 | 0 | 0 | 0 | 0 | 0 | 0 | 0 | 0 | 0 | 0 | 0 | 0 | 0 | 0 | 0 | 0 | 0 | 0 | 0 | 0 | 0 | 0 | 0 | 0 | 0 | 0 | 0 | 0 | 0 | 0 | 0 | 0 | 0 | 0 | 0 | 0 | 0 | 0 | 0 | 0 | 0 | 0 | 0 | 1177.6015 | 0 | 0 | 0 | 0 | 0 | 0 | 0 | 0 | 0 | 0 | 0 | 0 | 0 | 0 | 0 | 0 | 0 | 0 | 0 | 0 | 0 | 0 | 0 | 0 | 0 | 0 | 0 | 0 | 0 | 0 | 0 | 0 | 0 | 0 | 0 | 0 | 0 | 0 | 0 | 0 | 0 | 0 | 0 | 0 | 0 | 0 | 0 | 0 | 0 | 0 | 0 | 0 | 0 | 0 | 0 | 0 | 0 | 0 | 0 | 0
|  | DSCR on scheduled debt service (E: minimum) | x | 1.9414 |  |  | 17: 1.9829; 18: 1.9526; 19: 1.9734; 20: 1.9942; 21: 1.9871; 22: 1.9779; 23: 1.9775; 24: 1.9983; 25: 1.9911; 26: 1.9603; 27: 2.0037; 28: 1.9968; 29: 1.9896; 30: 1.9579; 31: 1.9779; 32: 1.9978; 33: 1.9905; 34: 1.9586; 35: 1.9785; 36: 1.9985; 37: 1.9911; 38: 1.98; 39: 1.9788; 40: 1.9988; 41: 1.9913; 42: 1.9587; 43: 1.9787; 44: 1.9986; 45: 1.991; 46: 1.9582; 47: 1.9781; 48: 1.9981; 49: 1.9904; 50: 1.9572; 51: 1.9772; 52: 1.9971; 53: 1.9893; 54: 1.9771; 55: 1.9757; 56: 1.9956; 57: 1.9877; 58: 1.954; 59: 1.9738; 60: 1.9937; 61: 1.9857; 62: 1.9516; 63: 1.9715; 64: 1.9913; 65: 1.9831; 66: 1.9488; 67: 1.9686; 68: 1.9883; 69: 1.9801; 70: 1.9669; 71: 1.9651; 72: 1.9849; 73: 1.9765; 74: 1.9414; 75: 1.9611; 76: 1.9808
x |  | Tax
|  | Tax depreciation (E: base) | EUR k | 110577.1271 |  | -110577.1271 | 0 | 0 | 0 | 0 | 0 | 0 | 0 | 0 | 0 | 0 | 0 | 0 | 0 | 0 | 0 | 0 | -1392.6209 | -1362.3465 | -1377.4837 | -1392.6209 | -1392.6209 | -1377.4837 | -1377.4837 | -1392.6209 | -1392.6209 | -1362.3465 | -1377.4837 | -1392.6209 | -1392.6209 | -1362.3465 | -1377.4837 | -1392.6209 | -1392.6209 | -1362.3465 | -1377.4837 | -1392.6209 | -1392.6209 | -1377.4837 | -1377.4837 | -1392.6209 | -1392.6209 | -1362.3465 | -1377.4837 | -1392.6209 | -1392.6209 | -1362.3465 | -1377.4837 | -1392.6209 | -1392.6209 | -1362.3465 | -1377.4837 | -1392.6209 | -1392.6209 | -1377.4837 | -1377.4837 | -1392.6209 | -1392.6209 | -1362.3465 | -1377.4837 | -1392.6209 | -1392.6209 | -1362.3465 | -1377.4837 | -1392.6209 | -1392.6209 | -1362.3465 | -1377.4837 | -1392.6209 | -1392.6209 | -1377.4837 | -1377.4837 | -1392.6209 | -1392.6209 | -1362.3465 | -1377.4837 | -1392.6209 | -1392.6209 | -1362.3465 | -1377.4837 | -1392.6209 | -1392.6209 | -1362.3465 | -1377.4837 | -1392.6209 | -1392.6209 | -1377.4837 | -1377.4837 | -1392.6209 | -1392.6209 | -1362.3465 | -1377.4837 | -1392.6209 | -1392.6209 | -1362.3465 | -1377.4837 | -1392.6209 | 0 | 0 | 0 | 0 | 0 | 0 | 0 | 0 | 0 | 0 | 0 | 0 | 0 | 0 | 0 | 0 | 0 | 0 | 0 | 0 | 0 | 0 | 0 | 0 | 0 | 0 | 0 | 0 | 0 | 0 | 0 | 0 | 0 | 0 | 0 | 0 | 0 | 0 | 0 | 0
|  | Tax base before losses | EUR k |  |  | 161475.8479 | -12.8099 | -19.6747 | -33.1555 | -33.5198 | -33.5198 | -33.1555 | -33.1555 | -33.5198 | -1048.6517 | -167.5958 | -149.2942 | -138.9458 | -126.8252 | -113.2529 | -102.7829 | -91.9235 | 349.9237 | 351.6794 | 369.4573 | 387.3236 | 386.1005 | 398.6966 | 406.1299 | 424.4433 | 423.5358 | 425.4133 | 477.2481 | 496.3894 | 495.8162 | 497.05 | 516.5695 | 536.1915 | 535.9723 | 537.3083 | 557.3215 | 577.4426 | 577.5979 | 590.5125 | 599.5803 | 620.2196 | 620.771 | 622.3672 | 643.4257 | 664.6033 | 665.5738 | 667.33 | 688.9421 | 710.6793 | 712.0927 | 714.0306 | 736.2182 | 758.5374 | 760.4189 | 774.2858 | 785.3475 | 808.2723 | 810.6484 | 813.0189 | 836.4286 | 859.9836 | 862.8823 | 865.5063 | 889.565 | 913.7764 | 917.2269 | 920.1313 | 944.8661 | 969.7614 | 973.7944 | 988.9526 | 1002.4467 | 1028.0548 | 1032.7027 | 1036.2539 | 1062.428 | 1088.7794 | 1094.0763 | 1083.2771 | 1095.3135 | 1107.3499 | 1098.0525 | 1086.9062 | 1098.9829 | 1111.0597 | 1101.7062 | 1102.3229 | 1102.3229 | 1114.4363 | 1105.0267 | 1093.1761 | 1105.3225 | 1117.4689 | 1108.0029 | 1095.7951 | 1107.9706 | 1120.1461 | 2503.2447 | 2460.4018 | 2487.7396 | 2515.0774 | 2505.4986 | 2489.6504 | 2489.6504 | 2517.0092 | 2507.3737 | 2463.7991 | 2491.1746 | 2518.5502 | 2508.8579 | 2464.9121 | 2492.3 | 2519.6879 | 2509.9388 | 2465.6181 | 2493.0138 | 2520.4096 | 2510.6036 | 2493.3032 | 2493.3032 | 2520.7021 | 2510.8391 | 2465.7575 | 2493.1548 | 2520.5521 | 2510.632 | 2465.1643 | 2492.555 | 2519.9457 | 2509.9685 | 2464.1107 | 2491.4897 | 2518.8688 | 2508.8343 | 2489.9447 | 2489.9447 | 2517.3068
|  | Tax losses: opening | EUR k |  |  |  | 0 | 12.8099 | 32.4846 | 65.6401 | 99.1599 | 132.6798 | 165.8353 | 198.9908 | 232.5106 | 1281.1623 | 1448.7582 | 1598.0523 | 1736.9982 | 1863.8233 | 1977.0762 | 2079.8591 | 2171.7826 | 1996.8207 | 1820.981 | 1636.2524 | 1442.5905 | 1249.5403 | 1050.192 | 847.1271 | 634.9055 | 423.1376 | 210.4309 | 0 | 0 | 0 | 0 | 0 | 0 | 0 | 0 | 0 | 0 | 0 | 0 | 0 | 0 | 0 | 0 | 0 | 0 | 0 | 0 | 0 | 0 | 0 | 0 | 0 | 0 | 0 | 0 | 0 | 0 | 0 | 0 | 0 | 0 | 0 | 0 | 0 | 0 | 0 | 0 | 0 | 0 | 0 | 0 | 0 | 0 | 0 | 0 | 0 | 0 | 0 | 0 | 0 | 0 | 0 | 0 | 0 | 0 | 0 | 0 | 0 | 0 | 0 | 0 | 0 | 0 | 0 | 0 | 0 | 0 | 0 | 0 | 0 | 0 | 0 | 0 | 0 | 0 | 0 | 0 | 0 | 0 | 0 | 0 | 0 | 0 | 0 | 0 | 0 | 0 | 0 | 0 | 0 | 0 | 0 | 0 | 0 | 0 | 0 | 0 | 0 | 0 | 0 | 0 | 0 | 0 | 0 | 0 | 0
|  | Losses added | EUR k |  |  | 2171.7826 | 12.8099 | 19.6747 | 33.1555 | 33.5198 | 33.5198 | 33.1555 | 33.1555 | 33.5198 | 1048.6517 | 167.5958 | 149.2942 | 138.9458 | 126.8252 | 113.2529 | 102.7829 | 91.9235 | 0 | 0 | 0 | 0 | 0 | 0 | 0 | 0 | 0 | 0 | 0 | 0 | 0 | 0 | 0 | 0 | 0 | 0 | 0 | 0 | 0 | 0 | 0 | 0 | 0 | 0 | 0 | 0 | 0 | 0 | 0 | 0 | 0 | 0 | 0 | 0 | 0 | 0 | 0 | 0 | 0 | 0 | 0 | 0 | 0 | 0 | 0 | 0 | 0 | 0 | 0 | 0 | 0 | 0 | 0 | 0 | 0 | 0 | 0 | 0 | 0 | 0 | 0 | 0 | 0 | 0 | 0 | 0 | 0 | 0 | 0 | 0 | 0 | 0 | 0 | 0 | 0 | 0 | 0 | 0 | 0 | 0 | 0 | 0 | 0 | 0 | 0 | 0 | 0 | 0 | 0 | 0 | 0 | 0 | 0 | 0 | 0 | 0 | 0 | 0 | 0 | 0 | 0 | 0 | 0 | 0 | 0 | 0 | 0 | 0 | 0 | 0 | 0 | 0 | 0 | 0 | 0 | 0 | 0 | 0
|  | Losses used (capped) | EUR k |  |  | -2171.7826 | 0 | 0 | 0 | 0 | 0 | 0 | 0 | 0 | 0 | 0 | 0 | 0 | 0 | 0 | 0 | 0 | -174.9619 | -175.8397 | -184.7287 | -193.6618 | -193.0502 | -199.3483 | -203.0649 | -212.2216 | -211.7679 | -212.7067 | -210.4309 | 0 | 0 | 0 | 0 | 0 | 0 | 0 | 0 | 0 | 0 | 0 | 0 | 0 | 0 | 0 | 0 | 0 | 0 | 0 | 0 | 0 | 0 | 0 | 0 | 0 | 0 | 0 | 0 | 0 | 0 | 0 | 0 | 0 | 0 | 0 | 0 | 0 | 0 | 0 | 0 | 0 | 0 | 0 | 0 | 0 | 0 | 0 | 0 | 0 | 0 | 0 | 0 | 0 | 0 | 0 | 0 | 0 | 0 | 0 | 0 | 0 | 0 | 0 | 0 | 0 | 0 | 0 | 0 | 0 | 0 | 0 | 0 | 0 | 0 | 0 | 0 | 0 | 0 | 0 | 0 | 0 | 0 | 0 | 0 | 0 | 0 | 0 | 0 | 0 | 0 | 0 | 0 | 0 | 0 | 0 | 0 | 0 | 0 | 0 | 0 | 0 | 0 | 0 | 0 | 0 | 0 | 0 | 0 | 0
|  | Losses lapsed (E: date, the NTP year + carry-forward period) | EUR k | 2033-09-30 |  | 0 | 0 | 0 | 0 | 0 | 0 | 0 | 0 | 0 | 0 | 0 | 0 | 0 | 0 | 0 | 0 | 0 | 0 | 0 | 0 | 0 | 0 | 0 | 0 | 0 | 0 | 0 | 0 | 0 | 0 | 0 | 0 | 0 | 0 | 0 | 0 | 0 | 0 | 0 | 0 | 0 | 0 | 0 | 0 | 0 | 0 | 0 | 0 | 0 | 0 | 0 | 0 | 0 | 0 | 0 | 0 | 0 | 0 | 0 | 0 | 0 | 0 | 0 | 0 | 0 | 0 | 0 | 0 | 0 | 0 | 0 | 0 | 0 | 0 | 0 | 0 | 0 | 0 | 0 | 0 | 0 | 0 | 0 | 0 | 0 | 0 | 0 | 0 | 0 | 0 | 0 | 0 | 0 | 0 | 0 | 0 | 0 | 0 | 0 | 0 | 0 | 0 | 0 | 0 | 0 | 0 | 0 | 0 | 0 | 0 | 0 | 0 | 0 | 0 | 0 | 0 | 0 | 0 | 0 | 0 | 0 | 0 | 0 | 0 | 0 | 0 | 0 | 0 | 0 | 0 | 0 | 0 | 0 | 0 | 0 | 0 | 0
|  | Tax losses: closing | EUR k |  |  |  | 12.8099 | 32.4846 | 65.6401 | 99.1599 | 132.6798 | 165.8353 | 198.9908 | 232.5106 | 1281.1623 | 1448.7582 | 1598.0523 | 1736.9982 | 1863.8233 | 1977.0762 | 2079.8591 | 2171.7826 | 1996.8207 | 1820.981 | 1636.2524 | 1442.5905 | 1249.5403 | 1050.192 | 847.1271 | 634.9055 | 423.1376 | 210.4309 | 0 | 0 | 0 | 0 | 0 | 0 | 0 | 0 | 0 | 0 | 0 | 0 | 0 | 0 | 0 | 0 | 0 | 0 | 0 | 0 | 0 | 0 | 0 | 0 | 0 | 0 | 0 | 0 | 0 | 0 | 0 | 0 | 0 | 0 | 0 | 0 | 0 | 0 | 0 | 0 | 0 | 0 | 0 | 0 | 0 | 0 | 0 | 0 | 0 | 0 | 0 | 0 | 0 | 0 | 0 | 0 | 0 | 0 | 0 | 0 | 0 | 0 | 0 | 0 | 0 | 0 | 0 | 0 | 0 | 0 | 0 | 0 | 0 | 0 | 0 | 0 | 0 | 0 | 0 | 0 | 0 | 0 | 0 | 0 | 0 | 0 | 0 | 0 | 0 | 0 | 0 | 0 | 0 | 0 | 0 | 0 | 0 | 0 | 0 | 0 | 0 | 0 | 0 | 0 | 0 | 0 | 0 | 0 | 0 | 0
|  | Corporate income tax and Robin Hood tax – copy | EUR k |  |  |  | 0 | 0 | 0 | 0 | 0 | 0 | 0 | 0 | 0 | 0 | 0 | 0 | 0 | 0 | 0 | 0 | -26.2443 | -26.376 | -27.7093 | -29.0493 | -28.9575 | -29.9022 | -30.4597 | -31.8332 | -31.7652 | -31.906 | -40.0226 | -74.4584 | -74.3724 | -74.5575 | -77.4854 | -80.4287 | -80.3958 | -80.5962 | -83.5982 | -86.6164 | -86.6397 | -88.5769 | -89.937 | -93.0329 | -93.1156 | -93.3551 | -96.5139 | -99.6905 | -99.8361 | -100.0995 | -103.3413 | -106.6019 | -106.8139 | -107.1046 | -110.4327 | -113.7806 | -114.0628 | -116.1429 | -117.8021 | -121.2408 | -121.5973 | -121.9528 | -125.4643 | -128.9975 | -129.4323 | -129.8259 | -133.4348 | -137.0665 | -137.584 | -138.0197 | -141.7299 | -145.4642 | -146.0692 | -148.3429 | -150.367 | -154.2082 | -154.9054 | -155.4381 | -159.3642 | -163.3169 | -164.1114 | -162.4916 | -164.297 | -166.1025 | -164.7079 | -163.0359 | -164.8474 | -166.6589 | -165.2559 | -165.3484 | -165.3484 | -167.1654 | -165.754 | -163.9764 | -165.7984 | -167.6203 | -166.2004 | -164.3693 | -166.1956 | -168.0219 | -375.4867 | -369.0603 | -373.1609 | -377.2616 | -375.8248 | -373.4476 | -373.4476 | -377.5514 | -376.1061 | -369.5699 | -373.6762 | -377.7825 | -376.3287 | -369.7368 | -373.845 | -377.9532 | -376.4908 | -369.8427 | -373.9521 | -378.0614 | -376.5905 | -373.9955 | -373.9955 | -378.1053 | -376.6259 | -369.8636 | -373.9732 | -378.0828 | -376.5948 | -369.7746 | -373.8832 | -377.9919 | -376.4953 | -369.6166 | -373.7235 | -377.8303 | -376.3252 | -373.4917 | -373.4917 | -377.596
|  | Corporate income tax and Robin Hood tax – delta | EUR k |  |  | 8.9528e-13 | 0 | 0 | 0 | 0 | 0 | 0 | 0 | 0 | 0 | 0 | 0 | 0 | 0 | 0 | 0 | 0 | 0 | 0 | 0 | 0 | 0 | 0 | 0 | 0 | 0 | 0 | 0 | 0 | 0 | 0 | 0 | 0 | 0 | 0 | 0 | 0 | 0 | 0 | 0 | 0 | 0 | 0 | 0 | 0 | 0 | 0 | 4.5475e-13 | 0 | 0 | 0 | 0 | 0 | 0 | 0 | 4.4054e-13 | 0 | 0 | 0 | 0 | 0 | 0 | 0 | 0 | 0 | 0 | 0 | 0 | 0 | 0 | 0 | 0 | 0 | 0 | 0 | 0 | 0 | 0 | 0 | 0 | 0 | 0 | 0 | 0 | 0 | 0 | 0 | 0 | 0 | 0 | 0 | 0 | 0 | 0 | 0 | 0 | 0 | 0 | 0 | 0 | 0 | 0 | 0 | 0 | 0 | 0 | 0 | 0 | 0 | 0 | 0 | 0 | 0 | 0 | 0 | 0 | 0 | 0 | 0 | 0 | 0 | 0 | 0 | 0 | 0 | 0 | 0 | 0 | 0 | 0 | 0 | 0 | 0 | 0 | 0 | 0 | 0
x |  | Funding to COD (E: uses and sources)
|  | Purchase price, DD and devex | EUR k | 5150
|  | Participation fee, TSO security, guarantee fees | EUR k | 1114.9216
|  | Construction capex (wind, substation, BESS) | EUR k | 91963.75
|  | Connection fees, net of TSO security | EUR k | 8154.8232
|  | Municipal one-off | EUR k | 2500
|  | Capitalised interest and debt fees | EUR k | 3525.2448
|  | Land lease during construction | EUR k | 340.1702
|  | Total uses | EUR k | 112748.9097
|  | FEP equity (E), peak including the DSRA (F) | EUR k | 63248.9097 | 64426.5113
|  | Debt share of total uses | % | 43.9%
|  | Info: maximum debt at COD, no cap (E: low, F: high DSCR) | EUR k | 87364.7333 | 80084.3388
|  | Info: maximum debt, share of total uses (E: low, F: high) | % | 77.49% | 71.03%
x |  | Sale at COD
|  | FEP contributions to COD | EUR k |  |  | -63248.9097 | -4662.8099 | -706.5356 | -104.3605 | -105.5073 | -105.5073 | -104.3605 | -104.3605 | -105.5073 | -7295.5543 | -10674.0885 | -6328.2956 | -6385.8484 | -6373.7278 | -6224.3532 | -6281.7844 | -7686.3085 | 0 | 0 | 0 | 0 | 0 | 0 | 0 | 0 | 0 | 0 | 0 | 0 | 0 | 0 | 0 | 0 | 0 | 0 | 0 | 0 | 0 | 0 | 0 | 0 | 0 | 0 | 0 | 0 | 0 | 0 | 0 | 0 | 0 | 0 | 0 | 0 | 0 | 0 | 0 | 0 | 0 | 0 | 0 | 0 | 0 | 0 | 0 | 0 | 0 | 0 | 0 | 0 | 0 | 0 | 0 | 0 | 0 | 0 | 0 | 0 | 0 | 0 | 0 | 0 | 0 | 0 | 0 | 0 | 0 | 0 | 0 | 0 | 0 | 0 | 0 | 0 | 0 | 0 | 0 | 0 | 0 | 0 | 0 | 0 | 0 | 0 | 0 | 0 | 0 | 0 | 0 | 0 | 0 | 0 | 0 | 0 | 0 | 0 | 0 | 0 | 0 | 0 | 0 | 0 | 0 | 0 | 0 | 0 | 0 | 0 | 0 | 0 | 0 | 0 | 0 | 0 | 0 | 0 | 0 | 0
|  | Sale price (built MW, after bottleneck loss) | EUR k | 134137.5
|  | Net proceeds to FEP (after debt, sale costs, any PB call) | EUR k | 84137.5
|  | Tax on the gain | EUR k | 0
|  | FEP cash flow – sale at COD | EUR k |  |  | 20888.5903 | -4662.8099 | -706.5356 | -104.3605 | -105.5073 | -105.5073 | -104.3605 | -104.3605 | -105.5073 | -7295.5543 | -10674.0885 | -6328.2956 | -6385.8484 | -6373.7278 | -6224.3532 | -6281.7844 | 76451.1915 | 0 | 0 | 0 | 0 | 0 | 0 | 0 | 0 | 0 | 0 | 0 | 0 | 0 | 0 | 0 | 0 | 0 | 0 | 0 | 0 | 0 | 0 | 0 | 0 | 0 | 0 | 0 | 0 | 0 | 0 | 0 | 0 | 0 | 0 | 0 | 0 | 0 | 0 | 0 | 0 | 0 | 0 | 0 | 0 | 0 | 0 | 0 | 0 | 0 | 0 | 0 | 0 | 0 | 0 | 0 | 0 | 0 | 0 | 0 | 0 | 0 | 0 | 0 | 0 | 0 | 0 | 0 | 0 | 0 | 0 | 0 | 0 | 0 | 0 | 0 | 0 | 0 | 0 | 0 | 0 | 0 | 0 | 0 | 0 | 0 | 0 | 0 | 0 | 0 | 0 | 0 | 0 | 0 | 0 | 0 | 0 | 0 | 0 | 0 | 0 | 0 | 0 | 0 | 0 | 0 | 0 | 0 | 0 | 0 | 0 | 0 | 0 | 0 | 0 | 0 | 0 | 0 | 0 | 0 | 0
|  | FEP IRR – sale at COD | % | 24.81%
|  | FEP MOIC – sale at COD | x | 1.3303
|  | FEP NPV – sale at COD | EUR k | 11024.4284
Buyer at COD (share deal: SPV tax, debt and DSRA stay in the SPV)
|  | Buyer cash flow, unlevered: price net of any PB call, post-COD flows | EUR k |  |  | 137021.9728 | 0 | 0 | 0 | 0 | 0 | 0 | 0 | 0 | 0 | 0 | 0 | 0 | 0 | 0 | 0 | -134137.5 | 2335.0503 | 2299.4144 | 2323.9231 | 2348.4253 | 2340.043 | 2329.2156 | 2328.6581 | 2353.209 | 2344.7493 | 2308.4961 | 2359.5395 | 2351.4725 | 2342.9767 | 2305.6425 | 2329.1613 | 2352.6646 | 2344.0617 | 2306.4012 | 2329.9215 | 2353.4255 | 2344.7122 | 2331.5965 | 2330.2364 | 2353.7358 | 2344.9086 | 2306.5789 | 2330.086 | 2353.5753 | 2344.6307 | 2305.9575 | 2329.4497 | 2352.9231 | 2343.8572 | 2304.8345 | 2328.3057 | 2351.7571 | 2342.5661 | 2328.2906 | 2326.6314 | 2350.0546 | 2340.7343 | 2300.9931 | 2324.4033 | 2347.7917 | 2338.3378 | 2298.2272 | 2321.5968 | 2344.9434 | 2335.3514 | 2294.8644 | 2318.1862 | 2341.4839 | 2331.749 | 2316.1689 | 2314.1448 | 2337.3861 | 2327.5033 | 2286.241 | 2309.4446 | 2332.6217 | 2322.5857 | 2283.1321 | 2308.5002 | 2333.8683 | 2325.9656 | 2286.2168 | 2311.6192 | 2337.0216 | 2329.0712 | 2314.4581 | 2314.4581 | 2339.8918 | 2331.8936 | 2291.5462 | 2317.0078 | 2342.4694 | 2334.4234 | 2293.7724 | 2319.2587 | 2344.7451 | 2127.758 | 2091.3416 | 2114.5787 | 2137.8158 | 2129.6738 | 2116.2028 | 2116.2028 | 2139.4578 | 2131.2676 | 2094.2292 | 2117.4984 | 2140.7676 | 2132.5292 | 2095.1753 | 2118.455 | 2141.7347 | 2133.448 | 2095.7754 | 2119.0618 | 2142.3481 | 2134.013 | 2119.3077 | 2119.3077 | 2142.5968 | 2134.2133 | 2095.8939 | 2119.1816 | 2142.4693 | 2134.0372 | 2095.3896 | 2118.6717 | 2141.9538 | 2133.4732 | 2094.4941 | 2117.7663 | 2141.0384 | 2132.5092 | 2116.453 | 2116.453 | 2139.7107
|  | Buyer IRR, unlevered, at the SPV's actual tax | % | 5.63%
|  | Buyer cash flow, levered: pays price less debt, funds the DSRA | EUR k |  |  | 115865.8805 | 0 | 0 | 0 | 0 | 0 | 0 | 0 | 0 | 0 | 0 | 0 | 0 | 0 | 0 | 0 | -85815.1015 | 1157.4488 | 1121.8128 | 1146.3216 | 1170.8237 | 1162.4414 | 1151.6141 | 1151.0566 | 1175.6075 | 1167.1477 | 1130.8946 | 1181.9379 | 1173.8709 | 1165.3752 | 1128.041 | 1151.5597 | 1175.0631 | 1166.4602 | 1128.7997 | 1152.3199 | 1175.8239 | 1167.1106 | 1153.995 | 1152.6348 | 1176.1342 | 1167.307 | 1128.9773 | 1152.4845 | 1175.9738 | 1167.0291 | 1128.356 | 1151.8481 | 1175.3215 | 1166.2557 | 1127.2329 | 1150.7041 | 1174.1556 | 1164.9646 | 1150.6891 | 1149.0299 | 1172.4531 | 1163.1328 | 1123.3916 | 1146.8017 | 1170.1901 | 1160.7363 | 1120.6257 | 1143.9952 | 1167.3419 | 1157.7499 | 1117.2628 | 1140.5847 | 1163.8824 | 1154.1475 | 1138.5674 | 1136.5432 | 1159.7846 | 1149.9018 | 1108.6394 | 1131.8431 | 2332.6217 | 2322.5857 | 2283.1321 | 2308.5002 | 2333.8683 | 2325.9656 | 2286.2168 | 2311.6192 | 2337.0216 | 2329.0712 | 2314.4581 | 2314.4581 | 2339.8918 | 2331.8936 | 2291.5462 | 2317.0078 | 2342.4694 | 2334.4234 | 2293.7724 | 2319.2587 | 2344.7451 | 2127.758 | 2091.3416 | 2114.5787 | 2137.8158 | 2129.6738 | 2116.2028 | 2116.2028 | 2139.4578 | 2131.2676 | 2094.2292 | 2117.4984 | 2140.7676 | 2132.5292 | 2095.1753 | 2118.455 | 2141.7347 | 2133.448 | 2095.7754 | 2119.0618 | 2142.3481 | 2134.013 | 2119.3077 | 2119.3077 | 2142.5968 | 2134.2133 | 2095.8939 | 2119.1816 | 2142.4693 | 2134.0372 | 2095.3896 | 2118.6717 | 2141.9538 | 2133.4732 | 2094.4941 | 2117.7663 | 2141.0384 | 2132.5092 | 2116.453 | 2116.453 | 2139.7107
|  | Buyer IRR, levered, post-tax | % | 5.721%
x |  | Hold to maturity
|  | Project cash flow before financing, with actual tax | EUR k |  |  | 161935.8079 | -4662.8099 | -706.5356 | -104.3605 | -105.5073 | -105.5073 | -104.3605 | -104.3605 | -105.5073 | -11665.0362 | -19567.2881 | -11539.2701 | -11666.0753 | -11666.0753 | -11413.5069 | -11540.3236 | -14167.1404 | 2335.0503 | 2299.4144 | 2323.9231 | 2348.4253 | 2340.043 | 2329.2156 | 2328.6581 | 2353.209 | 2344.7493 | 2308.4961 | 2359.5395 | 2351.4725 | 2342.9767 | 2305.6425 | 2329.1613 | 2352.6646 | 2344.0617 | 2306.4012 | 2329.9215 | 2353.4255 | 2344.7122 | 2331.5965 | 2330.2364 | 2353.7358 | 2344.9086 | 2306.5789 | 2330.086 | 2353.5753 | 2344.6307 | 2305.9575 | 2329.4497 | 2352.9231 | 2343.8572 | 2304.8345 | 2328.3057 | 2351.7571 | 2342.5661 | 2328.2906 | 2326.6314 | 2350.0546 | 2340.7343 | 2300.9931 | 2324.4033 | 2347.7917 | 2338.3378 | 2298.2272 | 2321.5968 | 2344.9434 | 2335.3514 | 2294.8644 | 2318.1862 | 2341.4839 | 2331.749 | 2316.1689 | 2314.1448 | 2337.3861 | 2327.5033 | 2286.241 | 2309.4446 | 2332.6217 | 2322.5857 | 2283.1321 | 2308.5002 | 2333.8683 | 2325.9656 | 2286.2168 | 2311.6192 | 2337.0216 | 2329.0712 | 2314.4581 | 2314.4581 | 2339.8918 | 2331.8936 | 2291.5462 | 2317.0078 | 2342.4694 | 2334.4234 | 2293.7724 | 2319.2587 | 2344.7451 | 2127.758 | 2091.3416 | 2114.5787 | 2137.8158 | 2129.6738 | 2116.2028 | 2116.2028 | 2139.4578 | 2131.2676 | 2094.2292 | 2117.4984 | 2140.7676 | 2132.5292 | 2095.1753 | 2118.455 | 2141.7347 | 2133.448 | 2095.7754 | 2119.0618 | 2142.3481 | 2134.013 | 2119.3077 | 2119.3077 | 2142.5968 | 2134.2133 | 2095.8939 | 2119.1816 | 2142.4693 | 2134.0372 | 2095.3896 | 2118.6717 | 2141.9538 | 2133.4732 | 2094.4941 | 2117.7663 | 2141.0384 | 2132.5092 | 2116.453 | 2116.453 | 2139.7107
|  | Project IRR, actual tax, before financing | % | 6.966%
|  | FEP equity cash flow – hold to maturity | EUR k |  |  | 137254.4707 | -4662.8099 | -706.5356 | -104.3605 | -105.5073 | -105.5073 | -104.3605 | -104.3605 | -105.5073 | -7295.5543 | -10674.0885 | -6328.2956 | -6385.8484 | -6373.7278 | -6224.3532 | -6281.7844 | -8863.91 | 1157.4488 | 1121.8128 | 1146.3216 | 1170.8237 | 1162.4414 | 1151.6141 | 1151.0566 | 1175.6075 | 1167.1477 | 1130.8946 | 1181.9379 | 1173.8709 | 1165.3752 | 1128.041 | 1151.5597 | 1175.0631 | 1166.4602 | 1128.7997 | 1152.3199 | 1175.8239 | 1167.1106 | 1153.995 | 1152.6348 | 1176.1342 | 1167.307 | 1128.9773 | 1152.4845 | 1175.9738 | 1167.0291 | 1128.356 | 1151.8481 | 1175.3215 | 1166.2557 | 1127.2329 | 1150.7041 | 1174.1556 | 1164.9646 | 1150.6891 | 1149.0299 | 1172.4531 | 1163.1328 | 1123.3916 | 1146.8017 | 1170.1901 | 1160.7363 | 1120.6257 | 1143.9952 | 1167.3419 | 1157.7499 | 1117.2628 | 1140.5847 | 1163.8824 | 1154.1475 | 1138.5674 | 1136.5432 | 1159.7846 | 1149.9018 | 1108.6394 | 1131.8431 | 2332.6217 | 2322.5857 | 2283.1321 | 2308.5002 | 2333.8683 | 2325.9656 | 2286.2168 | 2311.6192 | 2337.0216 | 2329.0712 | 2314.4581 | 2314.4581 | 2339.8918 | 2331.8936 | 2291.5462 | 2317.0078 | 2342.4694 | 2334.4234 | 2293.7724 | 2319.2587 | 2344.7451 | 2127.758 | 2091.3416 | 2114.5787 | 2137.8158 | 2129.6738 | 2116.2028 | 2116.2028 | 2139.4578 | 2131.2676 | 2094.2292 | 2117.4984 | 2140.7676 | 2132.5292 | 2095.1753 | 2118.455 | 2141.7347 | 2133.448 | 2095.7754 | 2119.0618 | 2142.3481 | 2134.013 | 2119.3077 | 2119.3077 | 2142.5968 | 2134.2133 | 2095.8939 | 2119.1816 | 2142.4693 | 2134.0372 | 2095.3896 | 2118.6717 | 2141.9538 | 2133.4732 | 2094.4941 | 2117.7663 | 2141.0384 | 2132.5092 | 2116.453 | 2116.453 | 2139.7107
|  | FEP IRR – hold to maturity | % | 7.406%
|  | FEP MOIC – hold to maturity | x | 3.1304
|  | FEP NPV – hold to maturity | EUR k | -3726.0999
***END***

## Calc_2
2 |  | Bid number
Project Bana – Calculations – Chinese turbine
|  | Period start | date | time axis 2026-10-01 to 2060-07-01
|  | Period end | date | time axis 2026-09-30 to 2060-09-30
|  | Days in period | days |  |  |  | 92 | 90 | 91 | 92 | 92 | 91 | 91 | 92 | 92 | 90 | 91 | 92 | 92 | 90 | 91 | 92 | 92 | 90 | 91 | 92 | 92 | 91 | 91 | 92 | 92 | 90 | 91 | 92 | 92 | 90 | 91 | 92 | 92 | 90 | 91 | 92 | 92 | 91 | 91 | 92 | 92 | 90 | 91 | 92 | 92 | 90 | 91 | 92 | 92 | 90 | 91 | 92 | 92 | 91 | 91 | 92 | 92 | 90 | 91 | 92 | 92 | 90 | 91 | 92 | 92 | 90 | 91 | 92 | 92 | 91 | 91 | 92 | 92 | 90 | 91 | 92 | 92 | 90 | 91 | 92 | 92 | 90 | 91 | 92 | 92 | 91 | 91 | 92 | 92 | 90 | 91 | 92 | 92 | 90 | 91 | 92 | 92 | 90 | 91 | 92 | 92 | 91 | 91 | 92 | 92 | 90 | 91 | 92 | 92 | 90 | 91 | 92 | 92 | 90 | 91 | 92 | 92 | 91 | 91 | 92 | 92 | 90 | 91 | 92 | 92 | 90 | 91 | 92 | 92 | 90 | 91 | 92 | 92 | 91 | 91 | 92
|  | Year fraction | factor |  |  |  | 0.25205 | 0.24658 | 0.24932 | 0.25205 | 0.25205 | 0.24932 | 0.24932 | 0.25205 | 0.25205 | 0.24658 | 0.24932 | 0.25205 | 0.25205 | 0.24658 | 0.24932 | 0.25205 | 0.25205 | 0.24658 | 0.24932 | 0.25205 | 0.25205 | 0.24932 | 0.24932 | 0.25205 | 0.25205 | 0.24658 | 0.24932 | 0.25205 | 0.25205 | 0.24658 | 0.24932 | 0.25205 | 0.25205 | 0.24658 | 0.24932 | 0.25205 | 0.25205 | 0.24932 | 0.24932 | 0.25205 | 0.25205 | 0.24658 | 0.24932 | 0.25205 | 0.25205 | 0.24658 | 0.24932 | 0.25205 | 0.25205 | 0.24658 | 0.24932 | 0.25205 | 0.25205 | 0.24932 | 0.24932 | 0.25205 | 0.25205 | 0.24658 | 0.24932 | 0.25205 | 0.25205 | 0.24658 | 0.24932 | 0.25205 | 0.25205 | 0.24658 | 0.24932 | 0.25205 | 0.25205 | 0.24932 | 0.24932 | 0.25205 | 0.25205 | 0.24658 | 0.24932 | 0.25205 | 0.25205 | 0.24658 | 0.24932 | 0.25205 | 0.25205 | 0.24658 | 0.24932 | 0.25205 | 0.25205 | 0.24932 | 0.24932 | 0.25205 | 0.25205 | 0.24658 | 0.24932 | 0.25205 | 0.25205 | 0.24658 | 0.24932 | 0.25205 | 0.25205 | 0.24658 | 0.24932 | 0.25205 | 0.25205 | 0.24932 | 0.24932 | 0.25205 | 0.25205 | 0.24658 | 0.24932 | 0.25205 | 0.25205 | 0.24658 | 0.24932 | 0.25205 | 0.25205 | 0.24658 | 0.24932 | 0.25205 | 0.25205 | 0.24932 | 0.24932 | 0.25205 | 0.25205 | 0.24658 | 0.24932 | 0.25205 | 0.25205 | 0.24658 | 0.24932 | 0.25205 | 0.25205 | 0.24658 | 0.24932 | 0.25205 | 0.25205 | 0.24932 | 0.24932 | 0.25205
|  | Year | year |  |  |  | 2026 | 2027 | 2027 | 2027 | 2027 | 2028 | 2028 | 2028 | 2028 | 2029 | 2029 | 2029 | 2029 | 2030 | 2030 | 2030 | 2030 | 2031 | 2031 | 2031 | 2031 | 2032 | 2032 | 2032 | 2032 | 2033 | 2033 | 2033 | 2033 | 2034 | 2034 | 2034 | 2034 | 2035 | 2035 | 2035 | 2035 | 2036 | 2036 | 2036 | 2036 | 2037 | 2037 | 2037 | 2037 | 2038 | 2038 | 2038 | 2038 | 2039 | 2039 | 2039 | 2039 | 2040 | 2040 | 2040 | 2040 | 2041 | 2041 | 2041 | 2041 | 2042 | 2042 | 2042 | 2042 | 2043 | 2043 | 2043 | 2043 | 2044 | 2044 | 2044 | 2044 | 2045 | 2045 | 2045 | 2045 | 2046 | 2046 | 2046 | 2046 | 2047 | 2047 | 2047 | 2047 | 2048 | 2048 | 2048 | 2048 | 2049 | 2049 | 2049 | 2049 | 2050 | 2050 | 2050 | 2050 | 2051 | 2051 | 2051 | 2051 | 2052 | 2052 | 2052 | 2052 | 2053 | 2053 | 2053 | 2053 | 2054 | 2054 | 2054 | 2054 | 2055 | 2055 | 2055 | 2055 | 2056 | 2056 | 2056 | 2056 | 2057 | 2057 | 2057 | 2057 | 2058 | 2058 | 2058 | 2058 | 2059 | 2059 | 2059 | 2059 | 2060 | 2060 | 2060
|  | Period counter | # |  |  |  | 1 | 2 | 3 | 4 | 5 | 6 | 7 | 8 | 9 | 10 | 11 | 12 | 13 | 14 | 15 | 16 | 17 | 18 | 19 | 20 | 21 | 22 | 23 | 24 | 25 | 26 | 27 | 28 | 29 | 30 | 31 | 32 | 33 | 34 | 35 | 36 | 37 | 38 | 39 | 40 | 41 | 42 | 43 | 44 | 45 | 46 | 47 | 48 | 49 | 50 | 51 | 52 | 53 | 54 | 55 | 56 | 57 | 58 | 59 | 60 | 61 | 62 | 63 | 64 | 65 | 66 | 67 | 68 | 69 | 70 | 71 | 72 | 73 | 74 | 75 | 76 | 77 | 78 | 79 | 80 | 81 | 82 | 83 | 84 | 85 | 86 | 87 | 88 | 89 | 90 | 91 | 92 | 93 | 94 | 95 | 96 | 97 | 98 | 99 | 100 | 101 | 102 | 103 | 104 | 105 | 106 | 107 | 108 | 109 | 110 | 111 | 112 | 113 | 114 | 115 | 116 | 117 | 118 | 119 | 120 | 121 | 122 | 123 | 124 | 125 | 126 | 127 | 128 | 129 | 130 | 131 | 132 | 133 | 134 | 135 | 136
x |  | Timing and flags
|  | Construction share (NTP → COD) | factor | 2028-10-01 | 2030-09-30 | 1 | 0 | 0 | 0 | 0 | 0 | 0 | 0 | 0 | 0.12603 | 0.12329 | 0.12466 | 0.12603 | 0.12603 | 0.12329 | 0.12466 | 0.12603 | 0 | 0 | 0 | 0 | 0 | 0 | 0 | 0 | 0 | 0 | 0 | 0 | 0 | 0 | 0 | 0 | 0 | 0 | 0 | 0 | 0 | 0 | 0 | 0 | 0 | 0 | 0 | 0 | 0 | 0 | 0 | 0 | 0 | 0 | 0 | 0 | 0 | 0 | 0 | 0 | 0 | 0 | 0 | 0 | 0 | 0 | 0 | 0 | 0 | 0 | 0 | 0 | 0 | 0 | 0 | 0 | 0 | 0 | 0 | 0 | 0 | 0 | 0 | 0 | 0 | 0 | 0 | 0 | 0 | 0 | 0 | 0 | 0 | 0 | 0 | 0 | 0 | 0 | 0 | 0 | 0 | 0 | 0 | 0 | 0 | 0 | 0 | 0 | 0 | 0 | 0 | 0 | 0 | 0 | 0 | 0 | 0 | 0 | 0 | 0 | 0 | 0 | 0 | 0 | 0 | 0 | 0 | 0 | 0 | 0 | 0 | 0 | 0 | 0 | 0 | 0 | 0 | 0 | 0 | 0
|  | Devex share (closing → NTP) | factor | 2027-01-01 | 2028-09-30 | 1 | 0 | 0.14085 | 0.14241 | 0.14397 | 0.14397 | 0.14241 | 0.14241 | 0.14397 | 0 | 0 | 0 | 0 | 0 | 0 | 0 | 0 | 0 | 0 | 0 | 0 | 0 | 0 | 0 | 0 | 0 | 0 | 0 | 0 | 0 | 0 | 0 | 0 | 0 | 0 | 0 | 0 | 0 | 0 | 0 | 0 | 0 | 0 | 0 | 0 | 0 | 0 | 0 | 0 | 0 | 0 | 0 | 0 | 0 | 0 | 0 | 0 | 0 | 0 | 0 | 0 | 0 | 0 | 0 | 0 | 0 | 0 | 0 | 0 | 0 | 0 | 0 | 0 | 0 | 0 | 0 | 0 | 0 | 0 | 0 | 0 | 0 | 0 | 0 | 0 | 0 | 0 | 0 | 0 | 0 | 0 | 0 | 0 | 0 | 0 | 0 | 0 | 0 | 0 | 0 | 0 | 0 | 0 | 0 | 0 | 0 | 0 | 0 | 0 | 0 | 0 | 0 | 0 | 0 | 0 | 0 | 0 | 0 | 0 | 0 | 0 | 0 | 0 | 0 | 0 | 0 | 0 | 0 | 0 | 0 | 0 | 0 | 0 | 0 | 0 | 0 | 0
|  | COD | flag | 2030-09-30 |  | 1 | 0 | 0 | 0 | 0 | 0 | 0 | 0 | 0 | 0 | 0 | 0 | 0 | 0 | 0 | 0 | 1 | 0 | 0 | 0 | 0 | 0 | 0 | 0 | 0 | 0 | 0 | 0 | 0 | 0 | 0 | 0 | 0 | 0 | 0 | 0 | 0 | 0 | 0 | 0 | 0 | 0 | 0 | 0 | 0 | 0 | 0 | 0 | 0 | 0 | 0 | 0 | 0 | 0 | 0 | 0 | 0 | 0 | 0 | 0 | 0 | 0 | 0 | 0 | 0 | 0 | 0 | 0 | 0 | 0 | 0 | 0 | 0 | 0 | 0 | 0 | 0 | 0 | 0 | 0 | 0 | 0 | 0 | 0 | 0 | 0 | 0 | 0 | 0 | 0 | 0 | 0 | 0 | 0 | 0 | 0 | 0 | 0 | 0 | 0 | 0 | 0 | 0 | 0 | 0 | 0 | 0 | 0 | 0 | 0 | 0 | 0 | 0 | 0 | 0 | 0 | 0 | 0 | 0 | 0 | 0 | 0 | 0 | 0 | 0 | 0 | 0 | 0 | 0 | 0 | 0 | 0 | 0 | 0 | 0 | 0 | 0
|  | COD column on the timeline (buyer IRR start) | # | 16
|  | Operations | flag | 2030-10-01 | 2060-09-30 |  | 0 | 0 | 0 | 0 | 0 | 0 | 0 | 0 | 0 | 0 | 0 | 0 | 0 | 0 | 0 | 0 | 1 | 1 | 1 | 1 | 1 | 1 | 1 | 1 | 1 | 1 | 1 | 1 | 1 | 1 | 1 | 1 | 1 | 1 | 1 | 1 | 1 | 1 | 1 | 1 | 1 | 1 | 1 | 1 | 1 | 1 | 1 | 1 | 1 | 1 | 1 | 1 | 1 | 1 | 1 | 1 | 1 | 1 | 1 | 1 | 1 | 1 | 1 | 1 | 1 | 1 | 1 | 1 | 1 | 1 | 1 | 1 | 1 | 1 | 1 | 1 | 1 | 1 | 1 | 1 | 1 | 1 | 1 | 1 | 1 | 1 | 1 | 1 | 1 | 1 | 1 | 1 | 1 | 1 | 1 | 1 | 1 | 1 | 1 | 1 | 1 | 1 | 1 | 1 | 1 | 1 | 1 | 1 | 1 | 1 | 1 | 1 | 1 | 1 | 1 | 1 | 1 | 1 | 1 | 1 | 1 | 1 | 1 | 1 | 1 | 1 | 1 | 1 | 1 | 1 | 1 | 1 | 1 | 1 | 1 | 1
|  | Land lease period (NTP → end of life) | flag | 2028-10-01 | 2060-09-30 |  | 0 | 0 | 0 | 0 | 0 | 0 | 0 | 0 | 1 | 1 | 1 | 1 | 1 | 1 | 1 | 1 | 1 | 1 | 1 | 1 | 1 | 1 | 1 | 1 | 1 | 1 | 1 | 1 | 1 | 1 | 1 | 1 | 1 | 1 | 1 | 1 | 1 | 1 | 1 | 1 | 1 | 1 | 1 | 1 | 1 | 1 | 1 | 1 | 1 | 1 | 1 | 1 | 1 | 1 | 1 | 1 | 1 | 1 | 1 | 1 | 1 | 1 | 1 | 1 | 1 | 1 | 1 | 1 | 1 | 1 | 1 | 1 | 1 | 1 | 1 | 1 | 1 | 1 | 1 | 1 | 1 | 1 | 1 | 1 | 1 | 1 | 1 | 1 | 1 | 1 | 1 | 1 | 1 | 1 | 1 | 1 | 1 | 1 | 1 | 1 | 1 | 1 | 1 | 1 | 1 | 1 | 1 | 1 | 1 | 1 | 1 | 1 | 1 | 1 | 1 | 1 | 1 | 1 | 1 | 1 | 1 | 1 | 1 | 1 | 1 | 1 | 1 | 1 | 1 | 1 | 1 | 1 | 1 | 1 | 1 | 1
|  | Debt repayment period | flag | 2030-10-01 | 2045-09-30 |  | 0 | 0 | 0 | 0 | 0 | 0 | 0 | 0 | 0 | 0 | 0 | 0 | 0 | 0 | 0 | 0 | 1 | 1 | 1 | 1 | 1 | 1 | 1 | 1 | 1 | 1 | 1 | 1 | 1 | 1 | 1 | 1 | 1 | 1 | 1 | 1 | 1 | 1 | 1 | 1 | 1 | 1 | 1 | 1 | 1 | 1 | 1 | 1 | 1 | 1 | 1 | 1 | 1 | 1 | 1 | 1 | 1 | 1 | 1 | 1 | 1 | 1 | 1 | 1 | 1 | 1 | 1 | 1 | 1 | 1 | 1 | 1 | 1 | 1 | 1 | 1 | 0 | 0 | 0 | 0 | 0 | 0 | 0 | 0 | 0 | 0 | 0 | 0 | 0 | 0 | 0 | 0 | 0 | 0 | 0 | 0 | 0 | 0 | 0 | 0 | 0 | 0 | 0 | 0 | 0 | 0 | 0 | 0 | 0 | 0 | 0 | 0 | 0 | 0 | 0 | 0 | 0 | 0 | 0 | 0 | 0 | 0 | 0 | 0 | 0 | 0 | 0 | 0 | 0 | 0 | 0 | 0 | 0 | 0 | 0 | 0
|  | Last debt repayment | flag | 2045-09-30 |  | 1 | 0 | 0 | 0 | 0 | 0 | 0 | 0 | 0 | 0 | 0 | 0 | 0 | 0 | 0 | 0 | 0 | 0 | 0 | 0 | 0 | 0 | 0 | 0 | 0 | 0 | 0 | 0 | 0 | 0 | 0 | 0 | 0 | 0 | 0 | 0 | 0 | 0 | 0 | 0 | 0 | 0 | 0 | 0 | 0 | 0 | 0 | 0 | 0 | 0 | 0 | 0 | 0 | 0 | 0 | 0 | 0 | 0 | 0 | 0 | 0 | 0 | 0 | 0 | 0 | 0 | 0 | 0 | 0 | 0 | 0 | 0 | 0 | 0 | 0 | 0 | 1 | 0 | 0 | 0 | 0 | 0 | 0 | 0 | 0 | 0 | 0 | 0 | 0 | 0 | 0 | 0 | 0 | 0 | 0 | 0 | 0 | 0 | 0 | 0 | 0 | 0 | 0 | 0 | 0 | 0 | 0 | 0 | 0 | 0 | 0 | 0 | 0 | 0 | 0 | 0 | 0 | 0 | 0 | 0 | 0 | 0 | 0 | 0 | 0 | 0 | 0 | 0 | 0 | 0 | 0 | 0 | 0 | 0 | 0 | 0 | 0
|  | Tax depreciation share | factor | 2030-10-01 | 2050-09-30 | 1 | 0 | 0 | 0 | 0 | 0 | 0 | 0 | 0 | 0 | 0 | 0 | 0 | 0 | 0 | 0 | 0 | 0.012594 | 0.01232 | 0.012457 | 0.012594 | 0.012594 | 0.012457 | 0.012457 | 0.012594 | 0.012594 | 0.01232 | 0.012457 | 0.012594 | 0.012594 | 0.01232 | 0.012457 | 0.012594 | 0.012594 | 0.01232 | 0.012457 | 0.012594 | 0.012594 | 0.012457 | 0.012457 | 0.012594 | 0.012594 | 0.01232 | 0.012457 | 0.012594 | 0.012594 | 0.01232 | 0.012457 | 0.012594 | 0.012594 | 0.01232 | 0.012457 | 0.012594 | 0.012594 | 0.012457 | 0.012457 | 0.012594 | 0.012594 | 0.01232 | 0.012457 | 0.012594 | 0.012594 | 0.01232 | 0.012457 | 0.012594 | 0.012594 | 0.01232 | 0.012457 | 0.012594 | 0.012594 | 0.012457 | 0.012457 | 0.012594 | 0.012594 | 0.01232 | 0.012457 | 0.012594 | 0.012594 | 0.01232 | 0.012457 | 0.012594 | 0.012594 | 0.01232 | 0.012457 | 0.012594 | 0.012594 | 0.012457 | 0.012457 | 0.012594 | 0.012594 | 0.01232 | 0.012457 | 0.012594 | 0.012594 | 0.01232 | 0.012457 | 0.012594 | 0 | 0 | 0 | 0 | 0 | 0 | 0 | 0 | 0 | 0 | 0 | 0 | 0 | 0 | 0 | 0 | 0 | 0 | 0 | 0 | 0 | 0 | 0 | 0 | 0 | 0 | 0 | 0 | 0 | 0 | 0 | 0 | 0 | 0 | 0 | 0 | 0 | 0 | 0 | 0
|  | Operating year | # |  |  |  | 0 | 0 | 0 | 0 | 0 | 0 | 0 | 0 | 0 | 0 | 0 | 0 | 0 | 0 | 0 | 0 | 1 | 1 | 1 | 1 | 2 | 2 | 2 | 2 | 3 | 3 | 3 | 3 | 4 | 4 | 4 | 4 | 5 | 5 | 5 | 5 | 6 | 6 | 6 | 6 | 7 | 7 | 7 | 7 | 8 | 8 | 8 | 8 | 9 | 9 | 9 | 9 | 10 | 10 | 10 | 10 | 11 | 11 | 11 | 11 | 12 | 12 | 12 | 12 | 13 | 13 | 13 | 13 | 14 | 14 | 14 | 14 | 15 | 15 | 15 | 15 | 16 | 16 | 16 | 16 | 17 | 17 | 17 | 17 | 18 | 18 | 18 | 18 | 19 | 19 | 19 | 19 | 20 | 20 | 20 | 20 | 21 | 21 | 21 | 21 | 22 | 22 | 22 | 22 | 23 | 23 | 23 | 23 | 24 | 24 | 24 | 24 | 25 | 25 | 25 | 25 | 26 | 26 | 26 | 26 | 27 | 27 | 27 | 27 | 28 | 28 | 28 | 28 | 29 | 29 | 29 | 29 | 30 | 30 | 30 | 30
|  | Debt compounding index (E: at COD, F: rate per period) | factor | 1.2199 | 1.25% |  | 1.0125 | 1.0252 | 1.038 | 1.0509 | 1.0641 | 1.0774 | 1.0909 | 1.1045 | 1.1183 | 1.1323 | 1.1464 | 1.1608 | 1.1753 | 1.19 | 1.2048 | 1.2199 | 1.2351 | 1.2506 | 1.2662 | 1.282 | 1.2981 | 1.3143 | 1.3307 | 1.3474 | 1.3642 | 1.3812 | 1.3985 | 1.416 | 1.4337 | 1.4516 | 1.4698 | 1.4881 | 1.5067 | 1.5256 | 1.5446 | 1.5639 | 1.5835 | 1.6033 | 1.6233 | 1.6436 | 1.6642 | 1.685 | 1.706 | 1.7274 | 1.7489 | 1.7708 | 1.7929 | 1.8154 | 1.838 | 1.861 | 1.8843 | 1.9078 | 1.9317 | 1.9558 | 1.9803 | 2.005 | 2.0301 | 2.0555 | 2.0812 | 2.1072 | 2.1335 | 2.1602 | 2.1872 | 2.2145 | 2.2422 | 2.2702 | 2.2986 | 2.3274 | 2.3564 | 2.3859 | 2.4157 | 2.4459 | 2.4765 | 2.5075 | 2.5388 | 2.5705 | 2.6027 | 2.6352 | 2.6681 | 2.7015 | 2.7353 | 2.7694 | 2.8041 | 2.8391 | 2.8746 | 2.9105 | 2.9469 | 2.9838 | 3.021 | 3.0588 | 3.097 | 3.1358 | 3.175 | 3.2146 | 3.2548 | 3.2955 | 3.3367 | 3.3784 | 3.4206 | 3.4634 | 3.5067 | 3.5505 | 3.5949 | 3.6398 | 3.6853 | 3.7314 | 3.7781 | 3.8253 | 3.8731 | 3.9215 | 3.9705 | 4.0202 | 4.0704 | 4.1213 | 4.1728 | 4.225 | 4.2778 | 4.3313 | 4.3854 | 4.4402 | 4.4957 | 4.5519 | 4.6088 | 4.6664 | 4.7248 | 4.7838 | 4.8436 | 4.9042 | 4.9655 | 5.0275 | 5.0904 | 5.154 | 5.2184 | 5.2837 | 5.3497 | 5.4166
x |  | Capacity (E: committed in the bid, F: built)
|  | Wind | MW | 60 | 55
|  | BESS power, share of MVA (bid, or the set's commitment) | % | 20%
|  | BESS power | MW | 10 | 10
|  | BESS energy | MWh | 40
|  | Grid-bottleneck loss on built wind | % | 0.4545%
|  | Build shortfall vs commitment (E: wind, F: BESS) | % | 8.333% | 0%
|  | Memo: connection right lost pro rata (GYIK 28/30) | MVA | 0
x |  | Tender points (E: commitment, F: weighted points)
|  | ÖSZ-1 municipal one-off | EUR k/MW | 50 | 20
|  | ÖSZ-2 community contribution | EUR/MWh | 3 | 15
|  | ÖSZ-3 overbuild | % | 20% | 5
|  | ÖSZ-4 BESS power, share of MVA | % | 20% | 7.5
|  | ÖSZ-5 partial award | flag | 0 | 0
|  | ÖSZ-6 performance security multiple | x | 1 | 0
|  | ÖSZ-8 shared connection | flag | 0 | 0
|  | ÖSZ-9 EU turbines (1 = European turbine route) | flag | 0 | 0
|  | ÖSZ-9 EU transformers | flag | 0 | 0
|  | Points total | points | 47.5
|  | European turbines installed (bid and delivered) | flag | 0
|  | Failed tests (E: ÖSZ-1 and -2 range, F: ÖSZ-6, BESS ≤ wind, 4 h) | # | 0 | 0
x |  | Development, securities and fees (E: amount, F: date)
|  | Purchase price | EUR k | 4500 | 2026-12-31 | -4500 | -4500 | 0 | 0 | 0 | 0 | 0 | 0 | 0 | 0 | 0 | 0 | 0 | 0 | 0 | 0 | 0 | 0 | 0 | 0 | 0 | 0 | 0 | 0 | 0 | 0 | 0 | 0 | 0 | 0 | 0 | 0 | 0 | 0 | 0 | 0 | 0 | 0 | 0 | 0 | 0 | 0 | 0 | 0 | 0 | 0 | 0 | 0 | 0 | 0 | 0 | 0 | 0 | 0 | 0 | 0 | 0 | 0 | 0 | 0 | 0 | 0 | 0 | 0 | 0 | 0 | 0 | 0 | 0 | 0 | 0 | 0 | 0 | 0 | 0 | 0 | 0 | 0 | 0 | 0 | 0 | 0 | 0 | 0 | 0 | 0 | 0 | 0 | 0 | 0 | 0 | 0 | 0 | 0 | 0 | 0 | 0 | 0 | 0 | 0 | 0 | 0 | 0 | 0 | 0 | 0 | 0 | 0 | 0 | 0 | 0 | 0 | 0 | 0 | 0 | 0 | 0 | 0 | 0 | 0 | 0 | 0 | 0 | 0 | 0 | 0 | 0 | 0 | 0 | 0 | 0 | 0 | 0 | 0 | 0 | 0 | 0
|  | Transaction and DD costs | EUR k | 150 | 2026-10-30 | -150 | -150 | 0 | 0 | 0 | 0 | 0 | 0 | 0 | 0 | 0 | 0 | 0 | 0 | 0 | 0 | 0 | 0 | 0 | 0 | 0 | 0 | 0 | 0 | 0 | 0 | 0 | 0 | 0 | 0 | 0 | 0 | 0 | 0 | 0 | 0 | 0 | 0 | 0 | 0 | 0 | 0 | 0 | 0 | 0 | 0 | 0 | 0 | 0 | 0 | 0 | 0 | 0 | 0 | 0 | 0 | 0 | 0 | 0 | 0 | 0 | 0 | 0 | 0 | 0 | 0 | 0 | 0 | 0 | 0 | 0 | 0 | 0 | 0 | 0 | 0 | 0 | 0 | 0 | 0 | 0 | 0 | 0 | 0 | 0 | 0 | 0 | 0 | 0 | 0 | 0 | 0 | 0 | 0 | 0 | 0 | 0 | 0 | 0 | 0 | 0 | 0 | 0 | 0 | 0 | 0 | 0 | 0 | 0 | 0 | 0 | 0 | 0 | 0 | 0 | 0 | 0 | 0 | 0 | 0 | 0 | 0 | 0 | 0 | 0 | 0 | 0 | 0 | 0 | 0 | 0 | 0 | 0 | 0 | 0 | 0 | 0
|  | Devex | EUR k |  |  | -500 | 0 | -70.4225 | -71.205 | -71.9875 | -71.9875 | -71.205 | -71.205 | -71.9875 | 0 | 0 | 0 | 0 | 0 | 0 | 0 | 0 | 0 | 0 | 0 | 0 | 0 | 0 | 0 | 0 | 0 | 0 | 0 | 0 | 0 | 0 | 0 | 0 | 0 | 0 | 0 | 0 | 0 | 0 | 0 | 0 | 0 | 0 | 0 | 0 | 0 | 0 | 0 | 0 | 0 | 0 | 0 | 0 | 0 | 0 | 0 | 0 | 0 | 0 | 0 | 0 | 0 | 0 | 0 | 0 | 0 | 0 | 0 | 0 | 0 | 0 | 0 | 0 | 0 | 0 | 0 | 0 | 0 | 0 | 0 | 0 | 0 | 0 | 0 | 0 | 0 | 0 | 0 | 0 | 0 | 0 | 0 | 0 | 0 | 0 | 0 | 0 | 0 | 0 | 0 | 0 | 0 | 0 | 0 | 0 | 0 | 0 | 0 | 0 | 0 | 0 | 0 | 0 | 0 | 0 | 0 | 0 | 0 | 0 | 0 | 0 | 0 | 0 | 0 | 0 | 0 | 0 | 0 | 0 | 0 | 0 | 0 | 0 | 0 | 0 | 0 | 0
|  | Security base | mHUF | 32360
|  | Participation fee (cash) | EUR k | 8.2192 | 2026-10-30 | -8.2192 | -8.2192 | 0 | 0 | 0 | 0 | 0 | 0 | 0 | 0 | 0 | 0 | 0 | 0 | 0 | 0 | 0 | 0 | 0 | 0 | 0 | 0 | 0 | 0 | 0 | 0 | 0 | 0 | 0 | 0 | 0 | 0 | 0 | 0 | 0 | 0 | 0 | 0 | 0 | 0 | 0 | 0 | 0 | 0 | 0 | 0 | 0 | 0 | 0 | 0 | 0 | 0 | 0 | 0 | 0 | 0 | 0 | 0 | 0 | 0 | 0 | 0 | 0 | 0 | 0 | 0 | 0 | 0 | 0 | 0 | 0 | 0 | 0 | 0 | 0 | 0 | 0 | 0 | 0 | 0 | 0 | 0 | 0 | 0 | 0 | 0 | 0 | 0 | 0 | 0 | 0 | 0 | 0 | 0 | 0 | 0 | 0 | 0 | 0 | 0 | 0 | 0 | 0 | 0 | 0 | 0 | 0 | 0 | 0 | 0 | 0 | 0 | 0 | 0 | 0 | 0 | 0 | 0 | 0 | 0 | 0 | 0 | 0 | 0 | 0 | 0 | 0 | 0 | 0 | 0 | 0 | 0 | 0 | 0 | 0 | 0 | 0
|  | Bid security outstanding (guarantee) | EUR k | 443.2877 | 2026-10-30 |  | 303.5557 | 221.6438 | 0 | 0 | 0 | 0 | 0 | 0 | 0 | 0 | 0 | 0 | 0 | 0 | 0 | 0 | 0 | 0 | 0 | 0 | 0 | 0 | 0 | 0 | 0 | 0 | 0 | 0 | 0 | 0 | 0 | 0 | 0 | 0 | 0 | 0 | 0 | 0 | 0 | 0 | 0 | 0 | 0 | 0 | 0 | 0 | 0 | 0 | 0 | 0 | 0 | 0 | 0 | 0 | 0 | 0 | 0 | 0 | 0 | 0 | 0 | 0 | 0 | 0 | 0 | 0 | 0 | 0 | 0 | 0 | 0 | 0 | 0 | 0 | 0 | 0 | 0 | 0 | 0 | 0 | 0 | 0 | 0 | 0 | 0 | 0 | 0 | 0 | 0 | 0 | 0 | 0 | 0 | 0 | 0 | 0 | 0 | 0 | 0 | 0 | 0 | 0 | 0 | 0 | 0 | 0 | 0 | 0 | 0 | 0 | 0 | 0 | 0 | 0 | 0 | 0 | 0 | 0 | 0 | 0 | 0 | 0 | 0 | 0 | 0 | 0 | 0 | 0 | 0 | 0 | 0 | 0 | 0 | 0 | 0 | 0
|  | Performance security outstanding (guarantee) | EUR k | 2216.4384 | 2027-02-15 |  | 0 | 1108.2192 | 2216.4384 | 2216.4384 | 2216.4384 | 2216.4384 | 2216.4384 | 2216.4384 | 2216.4384 | 2216.4384 | 2216.4384 | 2216.4384 | 2216.4384 | 2216.4384 | 2216.4384 | 2216.4384 | 2216.4384 | 2216.4384 | 2216.4384 | 2216.4384 | 2216.4384 | 2216.4384 | 2216.4384 | 2216.4384 | 2216.4384 | 2216.4384 | 0 | 0 | 0 | 0 | 0 | 0 | 0 | 0 | 0 | 0 | 0 | 0 | 0 | 0 | 0 | 0 | 0 | 0 | 0 | 0 | 0 | 0 | 0 | 0 | 0 | 0 | 0 | 0 | 0 | 0 | 0 | 0 | 0 | 0 | 0 | 0 | 0 | 0 | 0 | 0 | 0 | 0 | 0 | 0 | 0 | 0 | 0 | 0 | 0 | 0 | 0 | 0 | 0 | 0 | 0 | 0 | 0 | 0 | 0 | 0 | 0 | 0 | 0 | 0 | 0 | 0 | 0 | 0 | 0 | 0 | 0 | 0 | 0 | 0 | 0 | 0 | 0 | 0 | 0 | 0 | 0 | 0 | 0 | 0 | 0 | 0 | 0 | 0 | 0 | 0 | 0 | 0 | 0 | 0 | 0 | 0 | 0 | 0 | 0 | 0 | 0 | 0 | 0 | 0 | 0 | 0 | 0 | 0 | 0 | 0
|  | TSO connection-request security (cash) | EUR k | 616.4384 | 2027-02-15 | -616.4384 | 0 | -616.4384 | 0 | 0 | 0 | 0 | 0 | 0 | 0 | 0 | 0 | 0 | 0 | 0 | 0 | 0 | 0 | 0 | 0 | 0 | 0 | 0 | 0 | 0 | 0 | 0 | 0 | 0 | 0 | 0 | 0 | 0 | 0 | 0 | 0 | 0 | 0 | 0 | 0 | 0 | 0 | 0 | 0 | 0 | 0 | 0 | 0 | 0 | 0 | 0 | 0 | 0 | 0 | 0 | 0 | 0 | 0 | 0 | 0 | 0 | 0 | 0 | 0 | 0 | 0 | 0 | 0 | 0 | 0 | 0 | 0 | 0 | 0 | 0 | 0 | 0 | 0 | 0 | 0 | 0 | 0 | 0 | 0 | 0 | 0 | 0 | 0 | 0 | 0 | 0 | 0 | 0 | 0 | 0 | 0 | 0 | 0 | 0 | 0 | 0 | 0 | 0 | 0 | 0 | 0 | 0 | 0 | 0 | 0 | 0 | 0 | 0 | 0 | 0 | 0 | 0 | 0 | 0 | 0 | 0 | 0 | 0 | 0 | 0 | 0 | 0 | 0 | 0 | 0 | 0 | 0 | 0 | 0 | 0 | 0 | 0
|  | Direct connection fee (cash) | EUR k | 1260.274 | 2029-01-08 | -1260.274 | 0 | 0 | 0 | 0 | 0 | 0 | 0 | 0 | 0 | -1260.274 | 0 | 0 | 0 | 0 | 0 | 0 | 0 | 0 | 0 | 0 | 0 | 0 | 0 | 0 | 0 | 0 | 0 | 0 | 0 | 0 | 0 | 0 | 0 | 0 | 0 | 0 | 0 | 0 | 0 | 0 | 0 | 0 | 0 | 0 | 0 | 0 | 0 | 0 | 0 | 0 | 0 | 0 | 0 | 0 | 0 | 0 | 0 | 0 | 0 | 0 | 0 | 0 | 0 | 0 | 0 | 0 | 0 | 0 | 0 | 0 | 0 | 0 | 0 | 0 | 0 | 0 | 0 | 0 | 0 | 0 | 0 | 0 | 0 | 0 | 0 | 0 | 0 | 0 | 0 | 0 | 0 | 0 | 0 | 0 | 0 | 0 | 0 | 0 | 0 | 0 | 0 | 0 | 0 | 0 | 0 | 0 | 0 | 0 | 0 | 0 | 0 | 0 | 0 | 0 | 0 | 0 | 0 | 0 | 0 | 0 | 0 | 0 | 0 | 0 | 0 | 0 | 0 | 0 | 0 | 0 | 0 | 0 | 0 | 0 | 0 | 0
|  | Indirect connection fee, net of TSO security | EUR k | 6894.5492 | 2029-01-08 | -6894.5492 | 0 | 0 | 0 | 0 | 0 | 0 | 0 | 0 | 0 | -6894.5492 | 0 | 0 | 0 | 0 | 0 | 0 | 0 | 0 | 0 | 0 | 0 | 0 | 0 | 0 | 0 | 0 | 0 | 0 | 0 | 0 | 0 | 0 | 0 | 0 | 0 | 0 | 0 | 0 | 0 | 0 | 0 | 0 | 0 | 0 | 0 | 0 | 0 | 0 | 0 | 0 | 0 | 0 | 0 | 0 | 0 | 0 | 0 | 0 | 0 | 0 | 0 | 0 | 0 | 0 | 0 | 0 | 0 | 0 | 0 | 0 | 0 | 0 | 0 | 0 | 0 | 0 | 0 | 0 | 0 | 0 | 0 | 0 | 0 | 0 | 0 | 0 | 0 | 0 | 0 | 0 | 0 | 0 | 0 | 0 | 0 | 0 | 0 | 0 | 0 | 0 | 0 | 0 | 0 | 0 | 0 | 0 | 0 | 0 | 0 | 0 | 0 | 0 | 0 | 0 | 0 | 0 | 0 | 0 | 0 | 0 | 0 | 0 | 0 | 0 | 0 | 0 | 0 | 0 | 0 | 0 | 0 | 0 | 0 | 0 | 0 | 0
|  | Connection fees | EUR k |  |  | -8154.8232 | 0 | 0 | 0 | 0 | 0 | 0 | 0 | 0 | 0 | -8154.8232 | 0 | 0 | 0 | 0 | 0 | 0 | 0 | 0 | 0 | 0 | 0 | 0 | 0 | 0 | 0 | 0 | 0 | 0 | 0 | 0 | 0 | 0 | 0 | 0 | 0 | 0 | 0 | 0 | 0 | 0 | 0 | 0 | 0 | 0 | 0 | 0 | 0 | 0 | 0 | 0 | 0 | 0 | 0 | 0 | 0 | 0 | 0 | 0 | 0 | 0 | 0 | 0 | 0 | 0 | 0 | 0 | 0 | 0 | 0 | 0 | 0 | 0 | 0 | 0 | 0 | 0 | 0 | 0 | 0 | 0 | 0 | 0 | 0 | 0 | 0 | 0 | 0 | 0 | 0 | 0 | 0 | 0 | 0 | 0 | 0 | 0 | 0 | 0 | 0 | 0 | 0 | 0 | 0 | 0 | 0 | 0 | 0 | 0 | 0 | 0 | 0 | 0 | 0 | 0 | 0 | 0 | 0 | 0 | 0 | 0 | 0 | 0 | 0 | 0 | 0 | 0 | 0 | 0 | 0 | 0 | 0 | 0 | 0 | 0 | 0 | 0
|  | Guarantee fees (E: to COD) | EUR k | -490.264 |  | -822.9119 | -4.5908 | -19.6747 | -33.1555 | -33.5198 | -33.5198 | -33.1555 | -33.1555 | -33.5198 | -33.5198 | -32.7911 | -33.1555 | -33.5198 | -33.5198 | -32.7911 | -33.1555 | -33.5198 | -33.5198 | -32.7911 | -33.1555 | -33.5198 | -33.5198 | -33.1555 | -33.1555 | -33.5198 | -33.5198 | -32.7911 | 0 | 0 | 0 | 0 | 0 | 0 | 0 | 0 | 0 | 0 | 0 | 0 | 0 | 0 | 0 | 0 | 0 | 0 | 0 | 0 | 0 | 0 | 0 | 0 | 0 | 0 | 0 | 0 | 0 | 0 | 0 | 0 | 0 | 0 | 0 | 0 | 0 | 0 | 0 | 0 | 0 | 0 | 0 | 0 | 0 | 0 | 0 | 0 | 0 | 0 | 0 | 0 | 0 | 0 | 0 | 0 | 0 | 0 | 0 | 0 | 0 | 0 | 0 | 0 | 0 | 0 | 0 | 0 | 0 | 0 | 0 | 0 | 0 | 0 | 0 | 0 | 0 | 0 | 0 | 0 | 0 | 0 | 0 | 0 | 0 | 0 | 0 | 0 | 0 | 0 | 0 | 0 | 0 | 0 | 0 | 0 | 0 | 0 | 0 | 0 | 0 | 0 | 0 | 0 | 0 | 0 | 0 | 0 | 0 | 0
|  | Performance security by technology (E: wind, F: BESS) | EUR k | 1668.4932 | 547.9452
|  | PB call (E: pro rata above the tolerance, F: full call) | EUR k | 0 | 2216.4384
|  | PB call paid, selected regime (E: date) | EUR k | 2031-03-30 |  | 0 | 0 | 0 | 0 | 0 | 0 | 0 | 0 | 0 | 0 | 0 | 0 | 0 | 0 | 0 | 0 | 0 | 0 | 0 | 0 | 0 | 0 | 0 | 0 | 0 | 0 | 0 | 0 | 0 | 0 | 0 | 0 | 0 | 0 | 0 | 0 | 0 | 0 | 0 | 0 | 0 | 0 | 0 | 0 | 0 | 0 | 0 | 0 | 0 | 0 | 0 | 0 | 0 | 0 | 0 | 0 | 0 | 0 | 0 | 0 | 0 | 0 | 0 | 0 | 0 | 0 | 0 | 0 | 0 | 0 | 0 | 0 | 0 | 0 | 0 | 0 | 0 | 0 | 0 | 0 | 0 | 0 | 0 | 0 | 0 | 0 | 0 | 0 | 0 | 0 | 0 | 0 | 0 | 0 | 0 | 0 | 0 | 0 | 0 | 0 | 0 | 0 | 0 | 0 | 0 | 0 | 0 | 0 | 0 | 0 | 0 | 0 | 0 | 0 | 0 | 0 | 0 | 0 | 0 | 0 | 0 | 0 | 0 | 0 | 0 | 0 | 0 | 0 | 0 | 0 | 0 | 0 | 0 | 0 | 0 | 0 | 0
|  | Development cash flow | EUR k |  |  | -6597.5695 | -4662.8099 | -706.5356 | -104.3605 | -105.5073 | -105.5073 | -104.3605 | -104.3605 | -105.5073 | -33.5198 | -32.7911 | -33.1555 | -33.5198 | -33.5198 | -32.7911 | -33.1555 | -33.5198 | -33.5198 | -32.7911 | -33.1555 | -33.5198 | -33.5198 | -33.1555 | -33.1555 | -33.5198 | -33.5198 | -32.7911 | 0 | 0 | 0 | 0 | 0 | 0 | 0 | 0 | 0 | 0 | 0 | 0 | 0 | 0 | 0 | 0 | 0 | 0 | 0 | 0 | 0 | 0 | 0 | 0 | 0 | 0 | 0 | 0 | 0 | 0 | 0 | 0 | 0 | 0 | 0 | 0 | 0 | 0 | 0 | 0 | 0 | 0 | 0 | 0 | 0 | 0 | 0 | 0 | 0 | 0 | 0 | 0 | 0 | 0 | 0 | 0 | 0 | 0 | 0 | 0 | 0 | 0 | 0 | 0 | 0 | 0 | 0 | 0 | 0 | 0 | 0 | 0 | 0 | 0 | 0 | 0 | 0 | 0 | 0 | 0 | 0 | 0 | 0 | 0 | 0 | 0 | 0 | 0 | 0 | 0 | 0 | 0 | 0 | 0 | 0 | 0 | 0 | 0 | 0 | 0 | 0 | 0 | 0 | 0 | 0 | 0 | 0 | 0 | 0 | 0
x |  | Construction
|  | Turbine supply, this route | EUR k/MW | 500
|  | Substation and 132 kV bay, this route | EUR k | 10800
|  | Capex (E: total) | EUR k | 64716.25 |  | -64716.25 | 0 | 0 | 0 | 0 | 0 | 0 | 0 | 0 | -8156.0205 | -7978.7158 | -8067.3682 | -8156.0205 | -8156.0205 | -7978.7158 | -8067.3682 | -8156.0205 | 0 | 0 | 0 | 0 | 0 | 0 | 0 | 0 | 0 | 0 | 0 | 0 | 0 | 0 | 0 | 0 | 0 | 0 | 0 | 0 | 0 | 0 | 0 | 0 | 0 | 0 | 0 | 0 | 0 | 0 | 0 | 0 | 0 | 0 | 0 | 0 | 0 | 0 | 0 | 0 | 0 | 0 | 0 | 0 | 0 | 0 | 0 | 0 | 0 | 0 | 0 | 0 | 0 | 0 | 0 | 0 | 0 | 0 | 0 | 0 | 0 | 0 | 0 | 0 | 0 | 0 | 0 | 0 | 0 | 0 | 0 | 0 | 0 | 0 | 0 | 0 | 0 | 0 | 0 | 0 | 0 | 0 | 0 | 0 | 0 | 0 | 0 | 0 | 0 | 0 | 0 | 0 | 0 | 0 | 0 | 0 | 0 | 0 | 0 | 0 | 0 | 0 | 0 | 0 | 0 | 0 | 0 | 0 | 0 | 0 | 0 | 0 | 0 | 0 | 0 | 0 | 0 | 0 | 0 | 0
|  | Municipal one-off at COD | EUR k | 2500 |  | -2500 | 0 | 0 | 0 | 0 | 0 | 0 | 0 | 0 | 0 | 0 | 0 | 0 | 0 | 0 | 0 | -2500 | 0 | 0 | 0 | 0 | 0 | 0 | 0 | 0 | 0 | 0 | 0 | 0 | 0 | 0 | 0 | 0 | 0 | 0 | 0 | 0 | 0 | 0 | 0 | 0 | 0 | 0 | 0 | 0 | 0 | 0 | 0 | 0 | 0 | 0 | 0 | 0 | 0 | 0 | 0 | 0 | 0 | 0 | 0 | 0 | 0 | 0 | 0 | 0 | 0 | 0 | 0 | 0 | 0 | 0 | 0 | 0 | 0 | 0 | 0 | 0 | 0 | 0 | 0 | 0 | 0 | 0 | 0 | 0 | 0 | 0 | 0 | 0 | 0 | 0 | 0 | 0 | 0 | 0 | 0 | 0 | 0 | 0 | 0 | 0 | 0 | 0 | 0 | 0 | 0 | 0 | 0 | 0 | 0 | 0 | 0 | 0 | 0 | 0 | 0 | 0 | 0 | 0 | 0 | 0 | 0 | 0 | 0 | 0 | 0 | 0 | 0 | 0 | 0 | 0 | 0 | 0 | 0 | 0 | 0 | 0
|  | Construction cost (E: compounded to COD at the debt rate) | EUR k | -78904.2481 |  | -75371.0732 | 0 | 0 | 0 | 0 | 0 | 0 | 0 | 0 | -8156.0205 | -16133.5389 | -8067.3682 | -8156.0205 | -8156.0205 | -7978.7158 | -8067.3682 | -10656.0205 | 0 | 0 | 0 | 0 | 0 | 0 | 0 | 0 | 0 | 0 | 0 | 0 | 0 | 0 | 0 | 0 | 0 | 0 | 0 | 0 | 0 | 0 | 0 | 0 | 0 | 0 | 0 | 0 | 0 | 0 | 0 | 0 | 0 | 0 | 0 | 0 | 0 | 0 | 0 | 0 | 0 | 0 | 0 | 0 | 0 | 0 | 0 | 0 | 0 | 0 | 0 | 0 | 0 | 0 | 0 | 0 | 0 | 0 | 0 | 0 | 0 | 0 | 0 | 0 | 0 | 0 | 0 | 0 | 0 | 0 | 0 | 0 | 0 | 0 | 0 | 0 | 0 | 0 | 0 | 0 | 0 | 0 | 0 | 0 | 0 | 0 | 0 | 0 | 0 | 0 | 0 | 0 | 0 | 0 | 0 | 0 | 0 | 0 | 0 | 0 | 0 | 0 | 0 | 0 | 0 | 0 | 0 | 0 | 0 | 0 | 0 | 0 | 0 | 0 | 0 | 0 | 0 | 0 | 0 | 0
x |  | Operations
|  | Opex escalation index | factor |  |  |  | 0.90595 | 0.9286 | 0.9286 | 0.9286 | 0.9286 | 0.95181 | 0.95181 | 0.95181 | 0.95181 | 0.97561 | 0.97561 | 0.97561 | 0.97561 | 1 | 1 | 1 | 1 | 1.025 | 1.025 | 1.025 | 1.025 | 1.0506 | 1.0506 | 1.0506 | 1.0506 | 1.0769 | 1.0769 | 1.0769 | 1.0769 | 1.1038 | 1.1038 | 1.1038 | 1.1038 | 1.1314 | 1.1314 | 1.1314 | 1.1314 | 1.1597 | 1.1597 | 1.1597 | 1.1597 | 1.1887 | 1.1887 | 1.1887 | 1.1887 | 1.2184 | 1.2184 | 1.2184 | 1.2184 | 1.2489 | 1.2489 | 1.2489 | 1.2489 | 1.2801 | 1.2801 | 1.2801 | 1.2801 | 1.3121 | 1.3121 | 1.3121 | 1.3121 | 1.3449 | 1.3449 | 1.3449 | 1.3449 | 1.3785 | 1.3785 | 1.3785 | 1.3785 | 1.413 | 1.413 | 1.413 | 1.413 | 1.4483 | 1.4483 | 1.4483 | 1.4483 | 1.4845 | 1.4845 | 1.4845 | 1.4845 | 1.5216 | 1.5216 | 1.5216 | 1.5216 | 1.5597 | 1.5597 | 1.5597 | 1.5597 | 1.5987 | 1.5987 | 1.5987 | 1.5987 | 1.6386 | 1.6386 | 1.6386 | 1.6386 | 1.6796 | 1.6796 | 1.6796 | 1.6796 | 1.7216 | 1.7216 | 1.7216 | 1.7216 | 1.7646 | 1.7646 | 1.7646 | 1.7646 | 1.8087 | 1.8087 | 1.8087 | 1.8087 | 1.8539 | 1.8539 | 1.8539 | 1.8539 | 1.9003 | 1.9003 | 1.9003 | 1.9003 | 1.9478 | 1.9478 | 1.9478 | 1.9478 | 1.9965 | 1.9965 | 1.9965 | 1.9965 | 2.0464 | 2.0464 | 2.0464 | 2.0464 | 2.0976 | 2.0976 | 2.0976
|  | PPA price | EUR/MWh |  |  |  | 86.4882 | 87.3531 | 87.3531 | 87.3531 | 87.3531 | 88.2266 | 88.2266 | 88.2266 | 88.2266 | 89.1089 | 89.1089 | 89.1089 | 89.1089 | 90 | 90 | 90 | 90 | 90.9 | 90.9 | 90.9 | 90.9 | 91.809 | 91.809 | 91.809 | 91.809 | 92.7271 | 92.7271 | 92.7271 | 92.7271 | 93.6544 | 93.6544 | 93.6544 | 93.6544 | 94.5909 | 94.5909 | 94.5909 | 94.5909 | 95.5368 | 95.5368 | 95.5368 | 95.5368 | 96.4922 | 96.4922 | 96.4922 | 96.4922 | 97.4571 | 97.4571 | 97.4571 | 97.4571 | 98.4317 | 98.4317 | 98.4317 | 98.4317 | 99.416 | 99.416 | 99.416 | 99.416 | 100.4102 | 100.4102 | 100.4102 | 100.4102 | 101.4143 | 101.4143 | 101.4143 | 101.4143 | 102.4284 | 102.4284 | 102.4284 | 102.4284 | 103.4527 | 103.4527 | 103.4527 | 103.4527 | 104.4872 | 104.4872 | 104.4872 | 104.4872 | 105.5321 | 105.5321 | 105.5321 | 105.5321 | 106.5874 | 106.5874 | 106.5874 | 106.5874 | 107.6533 | 107.6533 | 107.6533 | 107.6533 | 108.7298 | 108.7298 | 108.7298 | 108.7298 | 109.8171 | 109.8171 | 109.8171 | 109.8171 | 110.9153 | 110.9153 | 110.9153 | 110.9153 | 112.0244 | 112.0244 | 112.0244 | 112.0244 | 113.1447 | 113.1447 | 113.1447 | 113.1447 | 114.2761 | 114.2761 | 114.2761 | 114.2761 | 115.4189 | 115.4189 | 115.4189 | 115.4189 | 116.5731 | 116.5731 | 116.5731 | 116.5731 | 117.7388 | 117.7388 | 117.7388 | 117.7388 | 118.9162 | 118.9162 | 118.9162 | 118.9162 | 120.1053 | 120.1053 | 120.1053 | 120.1053 | 121.3064 | 121.3064 | 121.3064
|  | Net generation (E: first full year) | MWh | 139397.5128 |  | 4010958.3603 | 0 | 0 | 0 | 0 | 0 | 0 | 0 | 0 | 0 | 0 | 0 | 0 | 0 | 0 | 0 | 0 | 35162.4 | 34398 | 34780.2 | 35162.4 | 35056.9128 | 34675.8594 | 34675.8594 | 35056.9128 | 34951.7421 | 34191.9216 | 34571.8318 | 34951.7421 | 34846.8868 | 34089.3458 | 34468.1163 | 34846.8868 | 34742.3462 | 33987.0778 | 34364.712 | 34742.3462 | 34638.1191 | 34261.6178 | 34261.6178 | 34638.1191 | 34534.2048 | 33783.4612 | 34158.833 | 34534.2048 | 34430.6022 | 33682.1108 | 34056.3565 | 34430.6022 | 34327.3104 | 33581.0645 | 33954.1874 | 34327.3104 | 34224.3284 | 33852.3249 | 33852.3249 | 34224.3284 | 34121.6554 | 33379.8803 | 33750.7679 | 34121.6554 | 34019.2905 | 33279.7407 | 33649.5156 | 34019.2905 | 33917.2326 | 33179.9015 | 33548.567 | 33917.2326 | 33815.4809 | 33447.9213 | 33447.9213 | 33815.4809 | 33714.0345 | 32981.1207 | 33347.5776 | 33714.0345 | 33612.8924 | 32882.1773 | 33247.5348 | 33612.8924 | 33512.0537 | 32783.5308 | 33147.7922 | 33512.0537 | 33411.5175 | 33048.3489 | 33048.3489 | 33411.5175 | 33311.283 | 32587.1246 | 32949.2038 | 33311.283 | 33211.3491 | 32489.3633 | 32850.3562 | 33211.3491 | 33111.7151 | 32391.8952 | 32751.8051 | 33111.7151 | 33012.3799 | 32653.5497 | 32653.5497 | 33012.3799 | 32913.3428 | 32197.8353 | 32555.5891 | 32913.3428 | 32814.6028 | 32101.2418 | 32457.9223 | 32814.6028 | 32716.159 | 32004.9381 | 32360.5485 | 32716.159 | 32618.0105 | 32263.4669 | 32263.4669 | 32618.0105 | 32520.1564 | 31813.1965 | 32166.6765 | 32520.1564 | 32422.596 | 31717.7569 | 32070.1765 | 32422.596 | 32325.3282 | 31622.6037 | 31973.9659 | 32325.3282 | 32228.3522 | 31878.044 | 31878.044 | 32228.3522
|  | Revenue (E: first full year) | EUR k | 12671.2339 |  | 420752.7118 | 0 | 0 | 0 | 0 | 0 | 0 | 0 | 0 | 0 | 0 | 0 | 0 | 0 | 0 | 0 | 0 | 3164.616 | 3126.7782 | 3161.5202 | 3196.2622 | 3186.6734 | 3183.556 | 3183.556 | 3218.5401 | 3208.8845 | 3170.5174 | 3205.7454 | 3240.9733 | 3231.2504 | 3192.6159 | 3228.0894 | 3263.5629 | 3253.7722 | 3214.8684 | 3250.5892 | 3286.3099 | 3276.451 | 3273.2458 | 3273.2458 | 3309.2155 | 3299.2879 | 3259.8399 | 3296.0603 | 3332.2808 | 3322.2839 | 3282.561 | 3319.0339 | 3355.5068 | 3345.4402 | 3305.4404 | 3342.1675 | 3378.8946 | 3368.758 | 3365.4624 | 3365.4624 | 3402.4455 | 3392.2382 | 3351.6788 | 3388.9197 | 3426.1606 | 3415.8821 | 3375.04 | 3412.5405 | 3450.0409 | 3439.6908 | 3398.5641 | 3436.3259 | 3474.0877 | 3463.6654 | 3460.2771 | 3460.2771 | 3498.3021 | 3487.8072 | 3446.1051 | 3484.3952 | 3522.6853 | 3512.1172 | 3470.1245 | 3508.6814 | 3547.2384 | 3536.5967 | 3494.3113 | 3533.137 | 3571.9626 | 3561.2467 | 3557.7629 | 3557.7629 | 3596.8592 | 3586.0686 | 3543.1917 | 3582.5605 | 3621.9293 | 3611.0635 | 3567.8878 | 3607.531 | 3647.1742 | 3636.2326 | 3592.7559 | 3632.6755 | 3672.595 | 3661.5772 | 3657.9952 | 3657.9952 | 3698.193 | 3687.0984 | 3643.0135 | 3683.4914 | 3723.9694 | 3712.7975 | 3668.4053 | 3709.1654 | 3749.9254 | 3738.6757 | 3693.9741 | 3735.0183 | 3776.0624 | 3764.7342 | 3761.0513 | 3761.0513 | 3802.3816 | 3790.9744 | 3745.6476 | 3787.2659 | 3828.8842 | 3817.3975 | 3771.7547 | 3813.6631 | 3855.5715 | 3844.0048 | 3798.0438 | 3840.2443 | 3882.4448 | 3870.7975 | 3867.0108 | 3867.0108 | 3909.5055
|  | Variable opex (balancing, grid) | EUR k |  |  | -29733.4186 | 0 | 0 | 0 | 0 | 0 | 0 | 0 | 0 | 0 | 0 | 0 | 0 | 0 | 0 | 0 | 0 | -175.812 | -176.2897 | -178.2485 | -180.2073 | -179.6667 | -182.1566 | -182.1566 | -184.1583 | -183.6059 | -184.1048 | -186.1504 | -188.196 | -187.6314 | -188.1413 | -190.2318 | -192.3222 | -191.7452 | -192.2663 | -194.4026 | -196.5389 | -195.9493 | -198.6649 | -198.6649 | -200.848 | -200.2454 | -200.7896 | -203.0206 | -205.2516 | -204.6358 | -205.1919 | -207.4718 | -209.7517 | -209.1225 | -209.6907 | -212.0206 | -214.3505 | -213.7075 | -216.6692 | -216.6692 | -219.0502 | -218.393 | -218.9865 | -221.4197 | -223.8528 | -223.1813 | -223.7878 | -226.2743 | -228.7608 | -228.0745 | -228.6943 | -231.2354 | -233.7764 | -233.0751 | -236.3052 | -236.3052 | -238.9019 | -238.1852 | -238.8325 | -241.4862 | -244.1399 | -243.4075 | -244.0689 | -246.7808 | -249.4926 | -248.7442 | -249.4201 | -252.1914 | -254.9628 | -254.1979 | -257.7207 | -257.7207 | -260.5528 | -259.7712 | -260.4771 | -263.3713 | -266.2654 | -265.4666 | -266.188 | -269.1457 | -272.1033 | -271.287 | -272.0242 | -275.0467 | -278.0692 | -277.235 | -281.0771 | -281.0771 | -284.1658 | -283.3133 | -284.0832 | -287.2397 | -290.3962 | -289.525 | -290.3117 | -293.5374 | -296.7631 | -295.8728 | -296.6768 | -299.9732 | -303.2696 | -302.3598 | -306.5502 | -306.5502 | -309.9188 | -308.9891 | -309.8287 | -313.2713 | -316.7138 | -315.7637 | -316.6217 | -320.1397 | -323.6578 | -322.6868 | -323.5636 | -327.1588 | -330.754 | -329.7617 | -334.3318 | -334.3318 | -338.0057
|  | Fixed opex and administration | EUR k |  |  | -60869.5203 | 0 | 0 | 0 | 0 | 0 | 0 | 0 | 0 | 0 | 0 | 0 | 0 | 0 | 0 | 0 | 0 | -342.7945 | -343.726 | -347.5452 | -351.3644 | -351.3644 | -356.2338 | -356.2338 | -360.1485 | -360.1485 | -361.1272 | -365.1397 | -369.1522 | -369.1522 | -370.1553 | -374.2682 | -378.381 | -378.381 | -379.4092 | -383.6249 | -387.8405 | -387.8405 | -393.2155 | -393.2155 | -397.5365 | -397.5365 | -398.6168 | -403.0459 | -407.475 | -407.475 | -408.5822 | -413.122 | -417.6618 | -417.6618 | -418.7968 | -423.4501 | -428.1034 | -428.1034 | -434.0363 | -434.0363 | -438.806 | -438.806 | -439.9984 | -444.8872 | -449.7761 | -449.7761 | -450.9983 | -456.0094 | -461.0205 | -461.0205 | -462.2733 | -467.4097 | -472.546 | -472.546 | -479.0949 | -479.0949 | -484.3597 | -484.3597 | -485.6759 | -491.0723 | -496.4687 | -496.4687 | -497.8178 | -503.3491 | -508.8804 | -508.8804 | -510.2632 | -515.9328 | -521.6024 | -521.6024 | -528.8311 | -528.8311 | -534.6425 | -534.6425 | -536.0953 | -542.0519 | -548.0085 | -548.0085 | -549.4977 | -555.6032 | -561.7087 | -561.7087 | -563.2351 | -569.4933 | -575.7515 | -575.7515 | -583.7306 | -583.7306 | -590.1452 | -590.1452 | -591.7489 | -598.3239 | -604.8989 | -604.8989 | -606.5426 | -613.282 | -620.0213 | -620.0213 | -621.7062 | -628.614 | -635.5219 | -635.5219 | -644.3294 | -644.3294 | -651.4099 | -651.4099 | -653.1801 | -660.4376 | -667.6952 | -667.6952 | -669.5096 | -676.9486 | -684.3876 | -684.3876 | -686.2473 | -693.8723 | -701.4972 | -701.4972 | -711.2191 | -711.2191 | -719.0347
|  | Land lease | EUR k |  |  | -7708.8766 | 0 | 0 | 0 | 0 | 0 | 0 | 0 | 0 | -39.585 | -39.6926 | -40.1336 | -40.5747 | -40.5747 | -40.6849 | -41.137 | -41.589 | -41.589 | -41.7021 | -42.1654 | -42.6288 | -42.6288 | -43.2195 | -43.2195 | -43.6945 | -43.6945 | -43.8132 | -44.3 | -44.7868 | -44.7868 | -44.9086 | -45.4075 | -45.9065 | -45.9065 | -46.0313 | -46.5427 | -47.0542 | -47.0542 | -47.7063 | -47.7063 | -48.2305 | -48.2305 | -48.3616 | -48.8989 | -49.4363 | -49.4363 | -49.5706 | -50.1214 | -50.6722 | -50.6722 | -50.8099 | -51.3745 | -51.939 | -51.939 | -52.6588 | -52.6588 | -53.2375 | -53.2375 | -53.3822 | -53.9753 | -54.5684 | -54.5684 | -54.7167 | -55.3247 | -55.9326 | -55.9326 | -56.0846 | -56.7078 | -57.331 | -57.331 | -58.1255 | -58.1255 | -58.7642 | -58.7642 | -58.9239 | -59.5786 | -60.2333 | -60.2333 | -60.397 | -61.0681 | -61.7392 | -61.7392 | -61.9069 | -62.5948 | -63.2826 | -63.2826 | -64.1597 | -64.1597 | -64.8647 | -64.8647 | -65.041 | -65.7637 | -66.4863 | -66.4863 | -66.667 | -67.4077 | -68.1485 | -68.1485 | -68.3337 | -69.0929 | -69.8522 | -69.8522 | -70.8203 | -70.8203 | -71.5985 | -71.5985 | -71.7931 | -72.5908 | -73.3885 | -73.3885 | -73.5879 | -74.4055 | -75.2232 | -75.2232 | -75.4276 | -76.2657 | -77.1038 | -77.1038 | -78.1723 | -78.1723 | -79.0314 | -79.0314 | -79.2461 | -80.1266 | -81.0071 | -81.0071 | -81.2273 | -82.1298 | -83.0323 | -83.0323 | -83.2579 | -84.183 | -85.1081 | -85.1081 | -86.2876 | -86.2876 | -87.2358
|  | MEKH fee, HIPA and innovation contribution | EUR k |  |  | -10098.0651 | 0 | 0 | 0 | 0 | 0 | 0 | 0 | 0 | 0 | 0 | 0 | 0 | 0 | 0 | 0 | 0 | -75.9508 | -75.0427 | -75.8765 | -76.7103 | -76.4802 | -76.4053 | -76.4053 | -77.245 | -77.0132 | -76.0924 | -76.9379 | -77.7834 | -77.55 | -76.6228 | -77.4741 | -78.3255 | -78.0905 | -77.1568 | -78.0141 | -78.8714 | -78.6348 | -78.5579 | -78.5579 | -79.4212 | -79.1829 | -78.2362 | -79.1054 | -79.9747 | -79.7348 | -78.7815 | -79.6568 | -80.5322 | -80.2906 | -79.3306 | -80.212 | -81.0935 | -80.8502 | -80.7711 | -80.7711 | -81.6587 | -81.4137 | -80.4403 | -81.3341 | -82.2279 | -81.9812 | -81.001 | -81.901 | -82.801 | -82.5526 | -81.5655 | -82.4718 | -83.3781 | -83.128 | -83.0466 | -83.0466 | -83.9593 | -83.7074 | -82.7065 | -83.6255 | -84.5444 | -84.2908 | -83.283 | -84.2084 | -85.1337 | -84.8783 | -83.8635 | -84.7953 | -85.7271 | -85.4699 | -85.3863 | -85.3863 | -86.3246 | -86.0656 | -85.0366 | -85.9815 | -86.9263 | -86.6655 | -85.6293 | -86.5807 | -87.5322 | -87.2696 | -86.2261 | -87.1842 | -88.1423 | -87.8779 | -87.7919 | -87.7919 | -88.7566 | -88.4904 | -87.4323 | -88.4038 | -89.3753 | -89.1071 | -88.0417 | -89.02 | -89.9982 | -89.7282 | -88.6554 | -89.6404 | -90.6255 | -90.3536 | -90.2652 | -90.2652 | -91.2572 | -90.9834 | -89.8955 | -90.8944 | -91.8932 | -91.6175 | -90.5221 | -91.5279 | -92.5337 | -92.2561 | -91.1531 | -92.1659 | -93.1787 | -92.8991 | -92.8083 | -92.8083 | -93.8281
|  | Opex contingency | EUR k |  |  | -4936.6284 | 0 | 0 | 0 | 0 | 0 | 0 | 0 | 0 | -1.9793 | -1.9846 | -2.0067 | -2.0287 | -2.0287 | -2.0342 | -2.0568 | -2.0795 | -28.168 | -28.2422 | -28.556 | -28.8698 | -28.8423 | -29.2397 | -29.2397 | -29.561 | -29.5329 | -29.6108 | -29.9398 | -30.2688 | -30.2401 | -30.3199 | -30.6568 | -30.9937 | -30.9643 | -31.0461 | -31.391 | -31.736 | -31.706 | -32.143 | -32.143 | -32.4962 | -32.4656 | -32.5514 | -32.9131 | -33.2748 | -33.2435 | -33.3314 | -33.7017 | -34.0721 | -34.0401 | -34.1301 | -34.5094 | -34.8886 | -34.8559 | -35.3365 | -35.3365 | -35.7248 | -35.6914 | -35.7859 | -36.1836 | -36.5812 | -36.5471 | -36.6439 | -37.051 | -37.4582 | -37.4234 | -37.5225 | -37.9395 | -38.3564 | -38.3208 | -38.8493 | -38.8493 | -39.2762 | -39.2398 | -39.3439 | -39.7811 | -40.2182 | -40.1811 | -40.2877 | -40.7353 | -41.183 | -41.145 | -41.2542 | -41.7126 | -42.171 | -42.1322 | -42.7135 | -42.7135 | -43.1828 | -43.1432 | -43.2578 | -43.7385 | -44.2191 | -44.1786 | -44.296 | -44.7882 | -45.2804 | -45.239 | -45.3593 | -45.8633 | -46.3673 | -46.325 | -46.9643 | -46.9643 | -47.4804 | -47.4372 | -47.5634 | -48.0919 | -48.6204 | -48.5763 | -48.7055 | -49.2467 | -49.7879 | -49.7428 | -49.8752 | -50.4294 | -50.9836 | -50.9375 | -51.6406 | -51.6406 | -52.2081 | -52.1611 | -52.3 | -52.8811 | -53.4622 | -53.4142 | -53.5565 | -54.1516 | -54.7467 | -54.6975 | -54.8433 | -55.4527 | -56.0621 | -56.0119 | -56.7853 | -56.7853 | -57.4093
|  | Community contribution (ÖSZ-2) | EUR k |  |  | -12032.8751 | 0 | 0 | 0 | 0 | 0 | 0 | 0 | 0 | 0 | 0 | 0 | 0 | 0 | 0 | 0 | 0 | -105.4872 | -103.194 | -104.3406 | -105.4872 | -105.1707 | -104.0276 | -104.0276 | -105.1707 | -104.8552 | -102.5758 | -103.7155 | -104.8552 | -104.5407 | -102.268 | -103.4043 | -104.5407 | -104.227 | -101.9612 | -103.0941 | -104.227 | -103.9144 | -102.7849 | -102.7849 | -103.9144 | -103.6026 | -101.3504 | -102.4765 | -103.6026 | -103.2918 | -101.0463 | -102.1691 | -103.2918 | -102.9819 | -100.7432 | -101.8626 | -102.9819 | -102.673 | -101.557 | -101.557 | -102.673 | -102.365 | -100.1396 | -101.2523 | -102.365 | -102.0579 | -99.8392 | -100.9485 | -102.0579 | -101.7517 | -99.5397 | -100.6457 | -101.7517 | -101.4464 | -100.3438 | -100.3438 | -101.4464 | -101.1421 | -98.9434 | -100.0427 | -101.1421 | -100.8387 | -98.6465 | -99.7426 | -100.8387 | -100.5362 | -98.3506 | -99.4434 | -100.5362 | -100.2346 | -99.145 | -99.145 | -100.2346 | -99.9338 | -97.7614 | -98.8476 | -99.9338 | -99.634 | -97.4681 | -98.5511 | -99.634 | -99.3351 | -97.1757 | -98.2554 | -99.3351 | -99.0371 | -97.9606 | -97.9606 | -99.0371 | -98.74 | -96.5935 | -97.6668 | -98.74 | -98.4438 | -96.3037 | -97.3738 | -98.4438 | -98.1485 | -96.0148 | -97.0816 | -98.1485 | -97.854 | -96.7904 | -96.7904 | -97.854 | -97.5605 | -95.4396 | -96.5 | -97.5605 | -97.2678 | -95.1533 | -96.2105 | -97.2678 | -96.976 | -94.8678 | -95.9219 | -96.976 | -96.6851 | -95.6341 | -95.6341 | -96.6851
|  | EBITDA (E: first full year) | EUR k | 9556.8841 |  | 295373.3277 | 0 | 0 | 0 | 0 | 0 | 0 | 0 | 0 | -41.5643 | -41.6772 | -42.1403 | -42.6034 | -42.6034 | -42.7192 | -43.1938 | -43.6685 | 2394.8144 | 2358.5815 | 2384.7879 | 2410.9944 | 2402.5203 | 2392.2734 | 2392.2734 | 2418.5621 | 2410.0343 | 2373.1932 | 2399.5621 | 2425.9309 | 2417.3492 | 2380.2 | 2406.6467 | 2433.0933 | 2424.4575 | 2386.9975 | 2413.5197 | 2440.0419 | 2431.3518 | 2420.1734 | 2420.1734 | 2446.7687 | 2438.0242 | 2399.9339 | 2426.5999 | 2453.2658 | 2444.4667 | 2406.057 | 2432.791 | 2459.525 | 2450.6711 | 2411.9391 | 2438.7384 | 2465.5377 | 2456.629 | 2444.4335 | 2444.4335 | 2471.2954 | 2462.3316 | 2422.946 | 2449.8676 | 2476.7892 | 2467.7701 | 2428.0532 | 2455.0315 | 2482.0099 | 2472.9355 | 2432.8841 | 2459.9161 | 2486.9481 | 2477.8182 | 2464.5118 | 2464.5118 | 2491.5943 | 2482.4087 | 2441.6791 | 2468.8088 | 2495.9386 | 2486.6972 | 2445.6236 | 2472.7972 | 2499.9708 | 2490.6734 | 2449.2527 | 2476.4666 | 2503.6806 | 2494.3271 | 2479.8066 | 2479.8066 | 2507.0572 | 2497.6476 | 2455.5226 | 2482.8062 | 2510.0898 | 2500.6238 | 2458.1416 | 2485.4543 | 2512.767 | 2503.2447 | 2460.4018 | 2487.7396 | 2515.0774 | 2505.4986 | 2489.6504 | 2489.6504 | 2517.0092 | 2507.3737 | 2463.7991 | 2491.1746 | 2518.5502 | 2508.8579 | 2464.9121 | 2492.3 | 2519.6879 | 2509.9388 | 2465.6181 | 2493.0138 | 2520.4096 | 2510.6036 | 2493.3032 | 2493.3032 | 2520.7021 | 2510.8391 | 2465.7575 | 2493.1548 | 2520.5521 | 2510.632 | 2465.1643 | 2492.555 | 2519.9457 | 2509.9685 | 2464.1107 | 2491.4897 | 2518.8688 | 2508.8343 | 2489.9447 | 2489.9447 | 2517.3068
x |  | Debt sizing on CFADS
|  | Corporate income tax – paste (macro) | EUR k |  |  |  | 0 | 0 | 0 | 0 | 0 | 0 | 0 | 0 | 0 | 0 | 0 | 0 | 0 | 0 | 0 | 0 | -51.9581 | -51.5308 | -53.1436 | -54.7631 | -54.6713 | -55.3366 | -108.1171 | -115.0941 | -114.958 | -114.1216 | -122.4558 | -125.886 | -125.8001 | -124.8671 | -128.3541 | -131.8564 | -131.8235 | -130.9059 | -134.4669 | -138.044 | -138.0673 | -139.4455 | -140.8057 | -144.4606 | -144.5433 | -143.6647 | -147.3825 | -151.1181 | -151.2637 | -150.4091 | -154.2099 | -158.0295 | -158.2415 | -157.4142 | -161.3014 | -165.2082 | -165.4905 | -167.0115 | -168.6708 | -172.6685 | -173.0249 | -172.2625 | -176.3329 | -180.4252 | -180.86 | -180.1356 | -184.3034 | -188.4941 | -189.0117 | -188.3293 | -192.5985 | -196.8918 | -197.4968 | -199.2115 | -201.2356 | -205.6359 | -206.333 | -205.7477 | -210.2328 | -214.7445 | -215.5391 | -212.8012 | -215.1657 | -217.5301 | -216.1355 | -213.3456 | -215.7161 | -218.0866 | -216.6836 | -216.2171 | -216.2171 | -218.5931 | -217.1816 | -214.286 | -216.667 | -219.048 | -217.6281 | -214.6789 | -217.0642 | -219.4495 | -375.4867 | -369.0603 | -373.1609 | -377.2616 | -375.8248 | -373.4476 | -373.4476 | -377.5514 | -376.1061 | -369.5699 | -373.6762 | -377.7825 | -376.3287 | -369.7368 | -373.845 | -377.9532 | -376.4908 | -369.8427 | -373.9521 | -378.0614 | -376.5905 | -373.9955 | -373.9955 | -378.1053 | -376.6259 | -369.8636 | -373.9732 | -378.0828 | -376.5948 | -369.7746 | -373.8832 | -377.9919 | -376.4953 | -369.6166 | -373.7235 | -377.8303 | -376.3252 | -373.4917 | -373.4917 | -377.596
|  | CFADS (EBITDA, guarantee fees, tax; after COD) | EUR k |  |  | 267075.3143 | 0 | 0 | 0 | 0 | 0 | 0 | 0 | 0 | 0 | 0 | 0 | 0 | 0 | 0 | 0 | 0 | 2309.3365 | 2274.2595 | 2298.4888 | 2322.7115 | 2314.3291 | 2303.7813 | 2251.0008 | 2269.9481 | 2261.5565 | 2226.2805 | 2277.1062 | 2300.0448 | 2291.5491 | 2255.3329 | 2278.2926 | 2301.237 | 2292.6341 | 2256.0916 | 2279.0528 | 2301.9979 | 2293.2845 | 2280.7279 | 2279.3677 | 2302.3081 | 2293.481 | 2256.2692 | 2279.2174 | 2302.1477 | 2293.203 | 2255.6479 | 2278.581 | 2301.4954 | 2292.4296 | 2254.5248 | 2277.437 | 2300.3295 | 2291.1385 | 2277.422 | 2275.7628 | 2298.627 | 2289.3067 | 2250.6835 | 2273.5347 | 2296.364 | 2286.9102 | 2247.9176 | 2270.7281 | 2293.5158 | 2283.9238 | 2244.5547 | 2267.3176 | 2290.0563 | 2280.3214 | 2265.3003 | 2263.2762 | 2285.9585 | 2276.0757 | 2235.9313 | 2258.576 | 2281.1941 | 2271.1581 | 2232.8224 | 2257.6316 | 2282.4407 | 2274.5379 | 2235.9072 | 2260.7506 | 2285.594 | 2277.6436 | 2263.5895 | 2263.5895 | 2288.4641 | 2280.4659 | 2241.2365 | 2266.1392 | 2291.0418 | 2282.9958 | 2243.4627 | 2268.3901 | 2293.3175 | 2127.758 | 2091.3416 | 2114.5787 | 2137.8158 | 2129.6738 | 2116.2028 | 2116.2028 | 2139.4578 | 2131.2676 | 2094.2292 | 2117.4984 | 2140.7676 | 2132.5292 | 2095.1753 | 2118.455 | 2141.7347 | 2133.448 | 2095.7754 | 2119.0618 | 2142.3481 | 2134.013 | 2119.3077 | 2119.3077 | 2142.5968 | 2134.2133 | 2095.8939 | 2119.1816 | 2142.4693 | 2134.0372 | 2095.3896 | 2118.6717 | 2141.9538 | 2133.4732 | 2094.4941 | 2117.7663 | 2141.0384 | 2132.5092 | 2116.453 | 2116.453 | 2139.7107
|  | CFADS ÷ target DSCR (E: annuity debt capacity, F: lowest quarter) | EUR k | 77983.9921 | 1855.2337 |  | 17: 1924.4471; 18: 1895.2163; 19: 1915.4073; 20: 1935.5929; 21: 1928.6076; 22: 1919.8178; 23: 1875.834; 24: 1891.6234; 25: 1884.6304; 26: 1855.2337; 27: 1897.5885; 28: 1916.704; 29: 1909.6243; 30: 1879.4441; 31: 1898.5772; 32: 1917.6975; 33: 1910.5284; 34: 1880.0763; 35: 1899.2107; 36: 1918.3315; 37: 1911.0704; 38: 1900.6066; 39: 1899.4731; 40: 1918.5901; 41: 1911.2341; 42: 1880.2244; 43: 1899.3478; 44: 1918.4564; 45: 1911.0025; 46: 1879.7066; 47: 1898.8175; 48: 1917.9129; 49: 1910.358; 50: 1878.7707; 51: 1897.8642; 52: 1916.9412; 53: 1909.2821; 54: 1897.8517; 55: 1896.469; 56: 1915.5225; 57: 1907.7556; 58: 1875.5696; 59: 1894.6122; 60: 1913.6367; 61: 1905.7585; 62: 1873.2646; 63: 1892.2734; 64: 1911.2632; 65: 1903.2698; 66: 1870.4623; 67: 1889.4313; 68: 1908.3803; 69: 1900.2678; 70: 1887.7502; 71: 1886.0635; 72: 1904.9654; 73: 1896.7297; 74: 1863.2761; 75: 1882.1467; 76: 1900.9951
|  | Debt quantum: per built wind MW | EUR k | 49500
|  | Debt share of construction cost (E), share of capacity used (F) | % | 62.73% | 63.47%
|  | Debt at COD (E) and level annuity per quarter (F) | EUR k | 49500 | 1177.6015
x |  | Senior debt
|  | Interest paid | EUR k |  |  | -21156.0924 | 0 | 0 | 0 | 0 | 0 | 0 | 0 | 0 | 0 | 0 | 0 | 0 | 0 | 0 | 0 | 0 | -618.75 | -611.7644 | -604.6914 | -597.53 | -590.2791 | -582.9376 | -575.5043 | -567.9781 | -560.3578 | -552.6422 | -544.8302 | -536.9206 | -528.9121 | -520.8035 | -512.5935 | -504.2809 | -495.8644 | -487.3427 | -478.7144 | -469.9783 | -461.1331 | -452.1772 | -443.1094 | -433.9282 | -424.6323 | -415.2202 | -405.6904 | -396.0416 | -386.2721 | -376.3804 | -366.3652 | -356.2247 | -345.9575 | -335.562 | -325.0365 | -314.3794 | -303.5891 | -292.664 | -281.6023 | -270.4023 | -259.0623 | -247.5805 | -235.9553 | -224.1847 | -212.267 | -200.2003 | -187.9828 | -175.6125 | -163.0877 | -150.4063 | -137.5663 | -124.5659 | -111.4029 | -98.0755 | -84.5814 | -70.9186 | -57.0851 | -43.0786 | -28.8971 | -14.5383 | 0 | 0 | 0 | 0 | 0 | 0 | 0 | 0 | 0 | 0 | 0 | 0 | 0 | 0 | 0 | 0 | 0 | 0 | 0 | 0 | 0 | 0 | 0 | 0 | 0 | 0 | 0 | 0 | 0 | 0 | 0 | 0 | 0 | 0 | 0 | 0 | 0 | 0 | 0 | 0 | 0 | 0 | 0 | 0 | 0 | 0 | 0 | 0 | 0 | 0 | 0 | 0 | 0 | 0 | 0 | 0 | 0 | 0 | 0 | 0
|  | Scheduled repayment (annuity) | EUR k |  |  | -49500 | 0 | 0 | 0 | 0 | 0 | 0 | 0 | 0 | 0 | 0 | 0 | 0 | 0 | 0 | 0 | 0 | -558.8515 | -565.8372 | -572.9101 | -580.0715 | -587.3224 | -594.6639 | -602.0972 | -609.6235 | -617.2438 | -624.9593 | -632.7713 | -640.6809 | -648.6894 | -656.7981 | -665.008 | -673.3206 | -681.7372 | -690.2589 | -698.8871 | -707.6232 | -716.4685 | -725.4243 | -734.4921 | -743.6733 | -752.9692 | -762.3813 | -771.9111 | -781.56 | -791.3295 | -801.2211 | -811.2364 | -821.3768 | -831.644 | -842.0396 | -852.5651 | -863.2221 | -874.0124 | -884.9376 | -895.9993 | -907.1993 | -918.5393 | -930.021 | -941.6463 | -953.4168 | -965.3346 | -977.4012 | -989.6188 | -1001.989 | -1014.5139 | -1027.1953 | -1040.0352 | -1053.0357 | -1066.1986 | -1079.5261 | -1093.0202 | -1106.6829 | -1120.5165 | -1134.5229 | -1148.7044 | -1163.0632 | 0 | 0 | 0 | 0 | 0 | 0 | 0 | 0 | 0 | 0 | 0 | 0 | 0 | 0 | 0 | 0 | 0 | 0 | 0 | 0 | 0 | 0 | 0 | 0 | 0 | 0 | 0 | 0 | 0 | 0 | 0 | 0 | 0 | 0 | 0 | 0 | 0 | 0 | 0 | 0 | 0 | 0 | 0 | 0 | 0 | 0 | 0 | 0 | 0 | 0 | 0 | 0 | 0 | 0 | 0 | 0 | 0 | 0 | 0 | 0
|  | Scheduled debt service | EUR k |  |  | -70656.0924 | 0 | 0 | 0 | 0 | 0 | 0 | 0 | 0 | 0 | 0 | 0 | 0 | 0 | 0 | 0 | 0 | -1177.6015 | -1177.6015 | -1177.6015 | -1177.6015 | -1177.6015 | -1177.6015 | -1177.6015 | -1177.6015 | -1177.6015 | -1177.6015 | -1177.6015 | -1177.6015 | -1177.6015 | -1177.6015 | -1177.6015 | -1177.6015 | -1177.6015 | -1177.6015 | -1177.6015 | -1177.6015 | -1177.6015 | -1177.6015 | -1177.6015 | -1177.6015 | -1177.6015 | -1177.6015 | -1177.6015 | -1177.6015 | -1177.6015 | -1177.6015 | -1177.6015 | -1177.6015 | -1177.6015 | -1177.6015 | -1177.6015 | -1177.6015 | -1177.6015 | -1177.6015 | -1177.6015 | -1177.6015 | -1177.6015 | -1177.6015 | -1177.6015 | -1177.6015 | -1177.6015 | -1177.6015 | -1177.6015 | -1177.6015 | -1177.6015 | -1177.6015 | -1177.6015 | -1177.6015 | -1177.6015 | -1177.6015 | -1177.6015 | -1177.6015 | -1177.6015 | -1177.6015 | -1177.6015 | -1177.6015 | 0 | 0 | 0 | 0 | 0 | 0 | 0 | 0 | 0 | 0 | 0 | 0 | 0 | 0 | 0 | 0 | 0 | 0 | 0 | 0 | 0 | 0 | 0 | 0 | 0 | 0 | 0 | 0 | 0 | 0 | 0 | 0 | 0 | 0 | 0 | 0 | 0 | 0 | 0 | 0 | 0 | 0 | 0 | 0 | 0 | 0 | 0 | 0 | 0 | 0 | 0 | 0 | 0 | 0 | 0 | 0 | 0 | 0 | 0 | 0
|  | Cash sweep | EUR k |  |  | 0 | 0 | 0 | 0 | 0 | 0 | 0 | 0 | 0 | 0 | 0 | 0 | 0 | 0 | 0 | 0 | 0 | 0 | 0 | 0 | 0 | 0 | 0 | 0 | 0 | 0 | 0 | 0 | 0 | 0 | 0 | 0 | 0 | 0 | 0 | 0 | 0 | 0 | 0 | 0 | 0 | 0 | 0 | 0 | 0 | 0 | 0 | 0 | 0 | 0 | 0 | 0 | 0 | 0 | 0 | 0 | 0 | 0 | 0 | 0 | 0 | 0 | 0 | 0 | 0 | 0 | 0 | 0 | 0 | 0 | 0 | 0 | 0 | 0 | 0 | 0 | 0 | 0 | 0 | 0 | 0 | 0 | 0 | 0 | 0 | 0 | 0 | 0 | 0 | 0 | 0 | 0 | 0 | 0 | 0 | 0 | 0 | 0 | 0 | 0 | 0 | 0 | 0 | 0 | 0 | 0 | 0 | 0 | 0 | 0 | 0 | 0 | 0 | 0 | 0 | 0 | 0 | 0 | 0 | 0 | 0 | 0 | 0 | 0 | 0 | 0 | 0 | 0 | 0 | 0 | 0 | 0 | 0 | 0 | 0 | 0 | 0
|  | Debt service incl. sweep | EUR k |  |  | -70656.0924 | 0 | 0 | 0 | 0 | 0 | 0 | 0 | 0 | 0 | 0 | 0 | 0 | 0 | 0 | 0 | 0 | -1177.6015 | -1177.6015 | -1177.6015 | -1177.6015 | -1177.6015 | -1177.6015 | -1177.6015 | -1177.6015 | -1177.6015 | -1177.6015 | -1177.6015 | -1177.6015 | -1177.6015 | -1177.6015 | -1177.6015 | -1177.6015 | -1177.6015 | -1177.6015 | -1177.6015 | -1177.6015 | -1177.6015 | -1177.6015 | -1177.6015 | -1177.6015 | -1177.6015 | -1177.6015 | -1177.6015 | -1177.6015 | -1177.6015 | -1177.6015 | -1177.6015 | -1177.6015 | -1177.6015 | -1177.6015 | -1177.6015 | -1177.6015 | -1177.6015 | -1177.6015 | -1177.6015 | -1177.6015 | -1177.6015 | -1177.6015 | -1177.6015 | -1177.6015 | -1177.6015 | -1177.6015 | -1177.6015 | -1177.6015 | -1177.6015 | -1177.6015 | -1177.6015 | -1177.6015 | -1177.6015 | -1177.6015 | -1177.6015 | -1177.6015 | -1177.6015 | -1177.6015 | -1177.6015 | -1177.6015 | 0 | 0 | 0 | 0 | 0 | 0 | 0 | 0 | 0 | 0 | 0 | 0 | 0 | 0 | 0 | 0 | 0 | 0 | 0 | 0 | 0 | 0 | 0 | 0 | 0 | 0 | 0 | 0 | 0 | 0 | 0 | 0 | 0 | 0 | 0 | 0 | 0 | 0 | 0 | 0 | 0 | 0 | 0 | 0 | 0 | 0 | 0 | 0 | 0 | 0 | 0 | 0 | 0 | 0 | 0 | 0 | 0 | 0 | 0 | 0
|  | Opening balance | EUR k |  |  |  | 0 | 0 | 0 | 0 | 0 | 0 | 0 | 0 | 0 | 5116.6195 | 15301.8343 | 20554.1114 | 25927.6573 | 31368.3725 | 36765.8659 | 42286.4433 | 49500 | 48941.1485 | 48375.3113 | 47802.4011 | 47222.3296 | 46635.0072 | 46040.3432 | 45438.246 | 44828.6225 | 44211.3788 | 43586.4195 | 42953.6482 | 42312.9672 | 41664.2778 | 41007.4797 | 40342.4717 | 39669.151 | 38987.4139 | 38297.155 | 37598.2679 | 36890.6447 | 36174.1762 | 35448.7519 | 34714.2598 | 33970.5865 | 33217.6173 | 32455.2359 | 31683.3248 | 30901.7649 | 30110.4354 | 29309.2143 | 28497.9779 | 27676.6011 | 26844.9571 | 26002.9175 | 25150.3524 | 24287.1303 | 23413.1179 | 22528.1803 | 21632.181 | 20724.9818 | 19806.4425 | 18876.4215 | 17934.7752 | 16981.3584 | 16016.0238 | 15038.6226 | 14049.0038 | 13047.0148 | 12032.501 | 11005.3057 | 9965.2705 | 8912.2348 | 7846.0362 | 6766.5101 | 5673.49 | 4566.807 | 3446.2906 | 2311.7677 | 1163.0632 | 0 | 0 | 0 | 0 | 0 | 0 | 0 | 0 | 0 | 0 | 0 | 0 | 0 | 0 | 0 | 0 | 0 | 0 | 0 | 0 | 0 | 0 | 0 | 0 | 0 | 0 | 0 | 0 | 0 | 0 | 0 | 0 | 0 | 0 | 0 | 0 | 0 | 0 | 0 | 0 | 0 | 0 | 0 | 0 | 0 | 0 | 0 | 0 | 0 | 0 | 0 | 0 | 0 | 0 | 0 | 0 | 0 | 0 | 0 | 0
|  | Drawdown | EUR k |  |  | 47283.4887 | 0 | 0 | 0 | 0 | 0 | 0 | 0 | 0 | 5116.6195 | 10121.257 | 5061.0041 | 5116.6195 | 5116.6195 | 5005.3887 | 5061.0041 | 6684.9762 | 0 | 0 | 0 | 0 | 0 | 0 | 0 | 0 | 0 | 0 | 0 | 0 | 0 | 0 | 0 | 0 | 0 | 0 | 0 | 0 | 0 | 0 | 0 | 0 | 0 | 0 | 0 | 0 | 0 | 0 | 0 | 0 | 0 | 0 | 0 | 0 | 0 | 0 | 0 | 0 | 0 | 0 | 0 | 0 | 0 | 0 | 0 | 0 | 0 | 0 | 0 | 0 | 0 | 0 | 0 | 0 | 0 | 0 | 0 | 0 | 0 | 0 | 0 | 0 | 0 | 0 | 0 | 0 | 0 | 0 | 0 | 0 | 0 | 0 | 0 | 0 | 0 | 0 | 0 | 0 | 0 | 0 | 0 | 0 | 0 | 0 | 0 | 0 | 0 | 0 | 0 | 0 | 0 | 0 | 0 | 0 | 0 | 0 | 0 | 0 | 0 | 0 | 0 | 0 | 0 | 0 | 0 | 0 | 0 | 0 | 0 | 0 | 0 | 0 | 0 | 0 | 0 | 0 | 0 | 0
|  | Interest capitalised | EUR k |  |  | 2216.5113 | 0 | 0 | 0 | 0 | 0 | 0 | 0 | 0 | 0 | 63.9577 | 191.2729 | 256.9264 | 324.0957 | 392.1047 | 459.5733 | 528.5805 | 0 | 0 | 0 | 0 | 0 | 0 | 0 | 0 | 0 | 0 | 0 | 0 | 0 | 0 | 0 | 0 | 0 | 0 | 0 | 0 | 0 | 0 | 0 | 0 | 0 | 0 | 0 | 0 | 0 | 0 | 0 | 0 | 0 | 0 | 0 | 0 | 0 | 0 | 0 | 0 | 0 | 0 | 0 | 0 | 0 | 0 | 0 | 0 | 0 | 0 | 0 | 0 | 0 | 0 | 0 | 0 | 0 | 0 | 0 | 0 | 0 | 0 | 0 | 0 | 0 | 0 | 0 | 0 | 0 | 0 | 0 | 0 | 0 | 0 | 0 | 0 | 0 | 0 | 0 | 0 | 0 | 0 | 0 | 0 | 0 | 0 | 0 | 0 | 0 | 0 | 0 | 0 | 0 | 0 | 0 | 0 | 0 | 0 | 0 | 0 | 0 | 0 | 0 | 0 | 0 | 0 | 0 | 0 | 0 | 0 | 0 | 0 | 0 | 0 | 0 | 0 | 0 | 0 | 0 | 0
|  | Repayment | EUR k |  |  | -49500 | 0 | 0 | 0 | 0 | 0 | 0 | 0 | 0 | 0 | 0 | 0 | 0 | 0 | 0 | 0 | 0 | -558.8515 | -565.8372 | -572.9101 | -580.0715 | -587.3224 | -594.6639 | -602.0972 | -609.6235 | -617.2438 | -624.9593 | -632.7713 | -640.6809 | -648.6894 | -656.7981 | -665.008 | -673.3206 | -681.7372 | -690.2589 | -698.8871 | -707.6232 | -716.4685 | -725.4243 | -734.4921 | -743.6733 | -752.9692 | -762.3813 | -771.9111 | -781.56 | -791.3295 | -801.2211 | -811.2364 | -821.3768 | -831.644 | -842.0396 | -852.5651 | -863.2221 | -874.0124 | -884.9376 | -895.9993 | -907.1993 | -918.5393 | -930.021 | -941.6463 | -953.4168 | -965.3346 | -977.4012 | -989.6188 | -1001.989 | -1014.5139 | -1027.1953 | -1040.0352 | -1053.0357 | -1066.1986 | -1079.5261 | -1093.0202 | -1106.6829 | -1120.5165 | -1134.5229 | -1148.7044 | -1163.0632 | 0 | 0 | 0 | 0 | 0 | 0 | 0 | 0 | 0 | 0 | 0 | 0 | 0 | 0 | 0 | 0 | 0 | 0 | 0 | 0 | 0 | 0 | 0 | 0 | 0 | 0 | 0 | 0 | 0 | 0 | 0 | 0 | 0 | 0 | 0 | 0 | 0 | 0 | 0 | 0 | 0 | 0 | 0 | 0 | 0 | 0 | 0 | 0 | 0 | 0 | 0 | 0 | 0 | 0 | 0 | 0 | 0 | 0 | 0 | 0
|  | Closing balance (E: at COD) | EUR k | 49500 |  |  | 0 | 0 | 0 | 0 | 0 | 0 | 0 | 0 | 5116.6195 | 15301.8343 | 20554.1114 | 25927.6573 | 31368.3725 | 36765.8659 | 42286.4433 | 49500 | 48941.1485 | 48375.3113 | 47802.4011 | 47222.3296 | 46635.0072 | 46040.3432 | 45438.246 | 44828.6225 | 44211.3788 | 43586.4195 | 42953.6482 | 42312.9672 | 41664.2778 | 41007.4797 | 40342.4717 | 39669.151 | 38987.4139 | 38297.155 | 37598.2679 | 36890.6447 | 36174.1762 | 35448.7519 | 34714.2598 | 33970.5865 | 33217.6173 | 32455.2359 | 31683.3248 | 30901.7649 | 30110.4354 | 29309.2143 | 28497.9779 | 27676.6011 | 26844.9571 | 26002.9175 | 25150.3524 | 24287.1303 | 23413.1179 | 22528.1803 | 21632.181 | 20724.9818 | 19806.4425 | 18876.4215 | 17934.7752 | 16981.3584 | 16016.0238 | 15038.6226 | 14049.0038 | 13047.0148 | 12032.501 | 11005.3057 | 9965.2705 | 8912.2348 | 7846.0362 | 6766.5101 | 5673.49 | 4566.807 | 3446.2906 | 2311.7677 | 1163.0632 | 0 | 0 | 0 | 0 | 0 | 0 | 0 | 0 | 0 | 0 | 0 | 0 | 0 | 0 | 0 | 0 | 0 | 0 | 0 | 0 | 0 | 0 | 0 | 0 | 0 | 0 | 0 | 0 | 0 | 0 | 0 | 0 | 0 | 0 | 0 | 0 | 0 | 0 | 0 | 0 | 0 | 0 | 0 | 0 | 0 | 0 | 0 | 0 | 0 | 0 | 0 | 0 | 0 | 0 | 0 | 0 | 0 | 0 | 0 | 0 | 0
|  | Upfront fee | EUR k |  |  | -866.25 | 0 | 0 | 0 | 0 | 0 | 0 | 0 | 0 | -866.25 | 0 | 0 | 0 | 0 | 0 | 0 | 0 | 0 | 0 | 0 | 0 | 0 | 0 | 0 | 0 | 0 | 0 | 0 | 0 | 0 | 0 | 0 | 0 | 0 | 0 | 0 | 0 | 0 | 0 | 0 | 0 | 0 | 0 | 0 | 0 | 0 | 0 | 0 | 0 | 0 | 0 | 0 | 0 | 0 | 0 | 0 | 0 | 0 | 0 | 0 | 0 | 0 | 0 | 0 | 0 | 0 | 0 | 0 | 0 | 0 | 0 | 0 | 0 | 0 | 0 | 0 | 0 | 0 | 0 | 0 | 0 | 0 | 0 | 0 | 0 | 0 | 0 | 0 | 0 | 0 | 0 | 0 | 0 | 0 | 0 | 0 | 0 | 0 | 0 | 0 | 0 | 0 | 0 | 0 | 0 | 0 | 0 | 0 | 0 | 0 | 0 | 0 | 0 | 0 | 0 | 0 | 0 | 0 | 0 | 0 | 0 | 0 | 0 | 0 | 0 | 0 | 0 | 0 | 0 | 0 | 0 | 0 | 0 | 0 | 0 | 0 | 0
|  | Commitment fee | EUR k |  |  | -462.2601 | 0 | 0 | 0 | 0 | 0 | 0 | 0 | 0 | -107.2623 | -93.5758 | -71.9051 | -61.2144 | -49.6074 | -37.1743 | -26.356 | -15.1648 | 0 | 0 | 0 | 0 | 0 | 0 | 0 | 0 | 0 | 0 | 0 | 0 | 0 | 0 | 0 | 0 | 0 | 0 | 0 | 0 | 0 | 0 | 0 | 0 | 0 | 0 | 0 | 0 | 0 | 0 | 0 | 0 | 0 | 0 | 0 | 0 | 0 | 0 | 0 | 0 | 0 | 0 | 0 | 0 | 0 | 0 | 0 | 0 | 0 | 0 | 0 | 0 | 0 | 0 | 0 | 0 | 0 | 0 | 0 | 0 | 0 | 0 | 0 | 0 | 0 | 0 | 0 | 0 | 0 | 0 | 0 | 0 | 0 | 0 | 0 | 0 | 0 | 0 | 0 | 0 | 0 | 0 | 0 | 0 | 0 | 0 | 0 | 0 | 0 | 0 | 0 | 0 | 0 | 0 | 0 | 0 | 0 | 0 | 0 | 0 | 0 | 0 | 0 | 0 | 0 | 0 | 0 | 0 | 0 | 0 | 0 | 0 | 0 | 0 | 0 | 0 | 0 | 0 | 0 | 0
|  | DSRA funded at COD, released at the end (E: balance) | EUR k | 1177.6015 |  | 0 | 0 | 0 | 0 | 0 | 0 | 0 | 0 | 0 | 0 | 0 | 0 | 0 | 0 | 0 | 0 | -1177.6015 | 0 | 0 | 0 | 0 | 0 | 0 | 0 | 0 | 0 | 0 | 0 | 0 | 0 | 0 | 0 | 0 | 0 | 0 | 0 | 0 | 0 | 0 | 0 | 0 | 0 | 0 | 0 | 0 | 0 | 0 | 0 | 0 | 0 | 0 | 0 | 0 | 0 | 0 | 0 | 0 | 0 | 0 | 0 | 0 | 0 | 0 | 0 | 0 | 0 | 0 | 0 | 0 | 0 | 0 | 0 | 0 | 0 | 0 | 0 | 1177.6015 | 0 | 0 | 0 | 0 | 0 | 0 | 0 | 0 | 0 | 0 | 0 | 0 | 0 | 0 | 0 | 0 | 0 | 0 | 0 | 0 | 0 | 0 | 0 | 0 | 0 | 0 | 0 | 0 | 0 | 0 | 0 | 0 | 0 | 0 | 0 | 0 | 0 | 0 | 0 | 0 | 0 | 0 | 0 | 0 | 0 | 0 | 0 | 0 | 0 | 0 | 0 | 0 | 0 | 0 | 0 | 0 | 0 | 0 | 0 | 0
|  | DSCR on scheduled debt service (E: minimum) | x | 1.8905 |  |  | 17: 1.9611; 18: 1.9313; 19: 1.9518; 20: 1.9724; 21: 1.9653; 22: 1.9563; 23: 1.9115; 24: 1.9276; 25: 1.9205; 26: 1.8905; 27: 1.9337; 28: 1.9532; 29: 1.9459; 30: 1.9152; 31: 1.9347; 32: 1.9542; 33: 1.9469; 34: 1.9158; 35: 1.9353; 36: 1.9548; 37: 1.9474; 38: 1.9368; 39: 1.9356; 40: 1.9551; 41: 1.9476; 42: 1.916; 43: 1.9355; 44: 1.9549; 45: 1.9474; 46: 1.9155; 47: 1.9349; 48: 1.9544; 49: 1.9467; 50: 1.9145; 51: 1.934; 52: 1.9534; 53: 1.9456; 54: 1.9339; 55: 1.9325; 56: 1.952; 57: 1.944; 58: 1.9112; 59: 1.9306; 60: 1.95; 61: 1.942; 62: 1.9089; 63: 1.9283; 64: 1.9476; 65: 1.9395; 66: 1.906; 67: 1.9254; 68: 1.9447; 69: 1.9364; 70: 1.9237; 71: 1.9219; 72: 1.9412; 73: 1.9328; 74: 1.8987; 75: 1.9179; 76: 1.9372
x |  | Tax
|  | Tax depreciation (E: base) | EUR k | 83354.0228 |  | -83354.0228 | 0 | 0 | 0 | 0 | 0 | 0 | 0 | 0 | 0 | 0 | 0 | 0 | 0 | 0 | 0 | 0 | -1049.77 | -1026.9489 | -1038.3595 | -1049.77 | -1049.77 | -1038.3595 | -1038.3595 | -1049.77 | -1049.77 | -1026.9489 | -1038.3595 | -1049.77 | -1049.77 | -1026.9489 | -1038.3595 | -1049.77 | -1049.77 | -1026.9489 | -1038.3595 | -1049.77 | -1049.77 | -1038.3595 | -1038.3595 | -1049.77 | -1049.77 | -1026.9489 | -1038.3595 | -1049.77 | -1049.77 | -1026.9489 | -1038.3595 | -1049.77 | -1049.77 | -1026.9489 | -1038.3595 | -1049.77 | -1049.77 | -1038.3595 | -1038.3595 | -1049.77 | -1049.77 | -1026.9489 | -1038.3595 | -1049.77 | -1049.77 | -1026.9489 | -1038.3595 | -1049.77 | -1049.77 | -1026.9489 | -1038.3595 | -1049.77 | -1049.77 | -1038.3595 | -1038.3595 | -1049.77 | -1049.77 | -1026.9489 | -1038.3595 | -1049.77 | -1049.77 | -1026.9489 | -1038.3595 | -1049.77 | -1049.77 | -1026.9489 | -1038.3595 | -1049.77 | -1049.77 | -1038.3595 | -1038.3595 | -1049.77 | -1049.77 | -1026.9489 | -1038.3595 | -1049.77 | -1049.77 | -1026.9489 | -1038.3595 | -1049.77 | 0 | 0 | 0 | 0 | 0 | 0 | 0 | 0 | 0 | 0 | 0 | 0 | 0 | 0 | 0 | 0 | 0 | 0 | 0 | 0 | 0 | 0 | 0 | 0 | 0 | 0 | 0 | 0 | 0 | 0 | 0 | 0 | 0 | 0 | 0 | 0 | 0 | 0 | 0 | 0
|  | Tax base before losses | EUR k |  |  | 188703.5714 | -12.8099 | -19.6747 | -33.1555 | -33.5198 | -33.5198 | -33.1555 | -33.1555 | -33.5198 | -1048.5964 | -168.0442 | -147.2009 | -137.3376 | -125.7306 | -112.6846 | -102.7054 | -92.3532 | 692.7746 | 687.077 | 708.5816 | 730.1745 | 728.9513 | 737.8208 | 745.2541 | 767.2941 | 766.3866 | 760.8109 | 816.3723 | 839.2402 | 838.667 | 832.4476 | 855.6937 | 879.0424 | 878.8231 | 872.7059 | 896.4458 | 920.2935 | 920.4487 | 929.6367 | 938.7045 | 963.0704 | 963.6219 | 957.7648 | 982.5499 | 1007.4542 | 1008.4246 | 1002.7276 | 1028.0663 | 1053.5302 | 1054.9436 | 1049.4282 | 1075.3424 | 1101.3883 | 1103.2698 | 1113.4101 | 1124.4718 | 1151.1231 | 1153.4993 | 1148.4165 | 1175.5528 | 1202.8345 | 1205.7331 | 1200.9039 | 1228.6893 | 1256.6273 | 1260.0777 | 1255.5288 | 1283.9903 | 1312.6122 | 1316.6452 | 1328.0769 | 1341.5709 | 1370.9057 | 1375.5536 | 1371.6515 | 1401.5523 | 1431.6303 | 1436.9271 | 1418.6747 | 1434.4377 | 1450.2008 | 1440.9034 | 1422.3038 | 1438.1072 | 1453.9105 | 1444.5571 | 1441.4471 | 1441.4471 | 1457.2872 | 1447.8775 | 1428.5736 | 1444.4467 | 1460.3197 | 1450.8538 | 1431.1927 | 1447.0948 | 1462.997 | 2503.2447 | 2460.4018 | 2487.7396 | 2515.0774 | 2505.4986 | 2489.6504 | 2489.6504 | 2517.0092 | 2507.3737 | 2463.7991 | 2491.1746 | 2518.5502 | 2508.8579 | 2464.9121 | 2492.3 | 2519.6879 | 2509.9388 | 2465.6181 | 2493.0138 | 2520.4096 | 2510.6036 | 2493.3032 | 2493.3032 | 2520.7021 | 2510.8391 | 2465.7575 | 2493.1548 | 2520.5521 | 2510.632 | 2465.1643 | 2492.555 | 2519.9457 | 2509.9685 | 2464.1107 | 2491.4897 | 2518.8688 | 2508.8343 | 2489.9447 | 2489.9447 | 2517.3068
|  | Tax losses: opening | EUR k |  |  |  | 0 | 12.8099 | 32.4846 | 65.6401 | 99.1599 | 132.6798 | 165.8353 | 198.9908 | 232.5106 | 1281.107 | 1449.1512 | 1596.3521 | 1733.6897 | 1859.4204 | 1972.1049 | 2074.8103 | 2167.1635 | 1820.7762 | 1477.2377 | 1122.9469 | 757.8596 | 393.384 | 24.4736 | 0 | 0 | 0 | 0 | 0 | 0 | 0 | 0 | 0 | 0 | 0 | 0 | 0 | 0 | 0 | 0 | 0 | 0 | 0 | 0 | 0 | 0 | 0 | 0 | 0 | 0 | 0 | 0 | 0 | 0 | 0 | 0 | 0 | 0 | 0 | 0 | 0 | 0 | 0 | 0 | 0 | 0 | 0 | 0 | 0 | 0 | 0 | 0 | 0 | 0 | 0 | 0 | 0 | 0 | 0 | 0 | 0 | 0 | 0 | 0 | 0 | 0 | 0 | 0 | 0 | 0 | 0 | 0 | 0 | 0 | 0 | 0 | 0 | 0 | 0 | 0 | 0 | 0 | 0 | 0 | 0 | 0 | 0 | 0 | 0 | 0 | 0 | 0 | 0 | 0 | 0 | 0 | 0 | 0 | 0 | 0 | 0 | 0 | 0 | 0 | 0 | 0 | 0 | 0 | 0 | 0 | 0 | 0 | 0 | 0 | 0 | 0 | 0
|  | Losses added | EUR k |  |  | 2167.1635 | 12.8099 | 19.6747 | 33.1555 | 33.5198 | 33.5198 | 33.1555 | 33.1555 | 33.5198 | 1048.5964 | 168.0442 | 147.2009 | 137.3376 | 125.7306 | 112.6846 | 102.7054 | 92.3532 | 0 | 0 | 0 | 0 | 0 | 0 | 0 | 0 | 0 | 0 | 0 | 0 | 0 | 0 | 0 | 0 | 0 | 0 | 0 | 0 | 0 | 0 | 0 | 0 | 0 | 0 | 0 | 0 | 0 | 0 | 0 | 0 | 0 | 0 | 0 | 0 | 0 | 0 | 0 | 0 | 0 | 0 | 0 | 0 | 0 | 0 | 0 | 0 | 0 | 0 | 0 | 0 | 0 | 0 | 0 | 0 | 0 | 0 | 0 | 0 | 0 | 0 | 0 | 0 | 0 | 0 | 0 | 0 | 0 | 0 | 0 | 0 | 0 | 0 | 0 | 0 | 0 | 0 | 0 | 0 | 0 | 0 | 0 | 0 | 0 | 0 | 0 | 0 | 0 | 0 | 0 | 0 | 0 | 0 | 0 | 0 | 0 | 0 | 0 | 0 | 0 | 0 | 0 | 0 | 0 | 0 | 0 | 0 | 0 | 0 | 0 | 0 | 0 | 0 | 0 | 0 | 0 | 0 | 0 | 0
|  | Losses used (capped) | EUR k |  |  | -2167.1635 | 0 | 0 | 0 | 0 | 0 | 0 | 0 | 0 | 0 | 0 | 0 | 0 | 0 | 0 | 0 | 0 | -346.3873 | -343.5385 | -354.2908 | -365.0872 | -364.4757 | -368.9104 | -24.4736 | 0 | 0 | 0 | 0 | 0 | 0 | 0 | 0 | 0 | 0 | 0 | 0 | 0 | 0 | 0 | 0 | 0 | 0 | 0 | 0 | 0 | 0 | 0 | 0 | 0 | 0 | 0 | 0 | 0 | 0 | 0 | 0 | 0 | 0 | 0 | 0 | 0 | 0 | 0 | 0 | 0 | 0 | 0 | 0 | 0 | 0 | 0 | 0 | 0 | 0 | 0 | 0 | 0 | 0 | 0 | 0 | 0 | 0 | 0 | 0 | 0 | 0 | 0 | 0 | 0 | 0 | 0 | 0 | 0 | 0 | 0 | 0 | 0 | 0 | 0 | 0 | 0 | 0 | 0 | 0 | 0 | 0 | 0 | 0 | 0 | 0 | 0 | 0 | 0 | 0 | 0 | 0 | 0 | 0 | 0 | 0 | 0 | 0 | 0 | 0 | 0 | 0 | 0 | 0 | 0 | 0 | 0 | 0 | 0 | 0 | 0 | 0 | 0
|  | Losses lapsed (E: date, the NTP year + carry-forward period) | EUR k | 2033-09-30 |  | 0 | 0 | 0 | 0 | 0 | 0 | 0 | 0 | 0 | 0 | 0 | 0 | 0 | 0 | 0 | 0 | 0 | 0 | 0 | 0 | 0 | 0 | 0 | 0 | 0 | 0 | 0 | 0 | 0 | 0 | 0 | 0 | 0 | 0 | 0 | 0 | 0 | 0 | 0 | 0 | 0 | 0 | 0 | 0 | 0 | 0 | 0 | 0 | 0 | 0 | 0 | 0 | 0 | 0 | 0 | 0 | 0 | 0 | 0 | 0 | 0 | 0 | 0 | 0 | 0 | 0 | 0 | 0 | 0 | 0 | 0 | 0 | 0 | 0 | 0 | 0 | 0 | 0 | 0 | 0 | 0 | 0 | 0 | 0 | 0 | 0 | 0 | 0 | 0 | 0 | 0 | 0 | 0 | 0 | 0 | 0 | 0 | 0 | 0 | 0 | 0 | 0 | 0 | 0 | 0 | 0 | 0 | 0 | 0 | 0 | 0 | 0 | 0 | 0 | 0 | 0 | 0 | 0 | 0 | 0 | 0 | 0 | 0 | 0 | 0 | 0 | 0 | 0 | 0 | 0 | 0 | 0 | 0 | 0 | 0 | 0 | 0
|  | Tax losses: closing | EUR k |  |  |  | 12.8099 | 32.4846 | 65.6401 | 99.1599 | 132.6798 | 165.8353 | 198.9908 | 232.5106 | 1281.107 | 1449.1512 | 1596.3521 | 1733.6897 | 1859.4204 | 1972.1049 | 2074.8103 | 2167.1635 | 1820.7762 | 1477.2377 | 1122.9469 | 757.8596 | 393.384 | 24.4736 | 0 | 0 | 0 | 0 | 0 | 0 | 0 | 0 | 0 | 0 | 0 | 0 | 0 | 0 | 0 | 0 | 0 | 0 | 0 | 0 | 0 | 0 | 0 | 0 | 0 | 0 | 0 | 0 | 0 | 0 | 0 | 0 | 0 | 0 | 0 | 0 | 0 | 0 | 0 | 0 | 0 | 0 | 0 | 0 | 0 | 0 | 0 | 0 | 0 | 0 | 0 | 0 | 0 | 0 | 0 | 0 | 0 | 0 | 0 | 0 | 0 | 0 | 0 | 0 | 0 | 0 | 0 | 0 | 0 | 0 | 0 | 0 | 0 | 0 | 0 | 0 | 0 | 0 | 0 | 0 | 0 | 0 | 0 | 0 | 0 | 0 | 0 | 0 | 0 | 0 | 0 | 0 | 0 | 0 | 0 | 0 | 0 | 0 | 0 | 0 | 0 | 0 | 0 | 0 | 0 | 0 | 0 | 0 | 0 | 0 | 0 | 0 | 0 | 0
|  | Corporate income tax and Robin Hood tax – copy | EUR k |  |  |  | 0 | 0 | 0 | 0 | 0 | 0 | 0 | 0 | 0 | 0 | 0 | 0 | 0 | 0 | 0 | 0 | -51.9581 | -51.5308 | -53.1436 | -54.7631 | -54.6713 | -55.3366 | -108.1171 | -115.0941 | -114.958 | -114.1216 | -122.4558 | -125.886 | -125.8001 | -124.8671 | -128.3541 | -131.8564 | -131.8235 | -130.9059 | -134.4669 | -138.044 | -138.0673 | -139.4455 | -140.8057 | -144.4606 | -144.5433 | -143.6647 | -147.3825 | -151.1181 | -151.2637 | -150.4091 | -154.2099 | -158.0295 | -158.2415 | -157.4142 | -161.3014 | -165.2082 | -165.4905 | -167.0115 | -168.6708 | -172.6685 | -173.0249 | -172.2625 | -176.3329 | -180.4252 | -180.86 | -180.1356 | -184.3034 | -188.4941 | -189.0117 | -188.3293 | -192.5985 | -196.8918 | -197.4968 | -199.2115 | -201.2356 | -205.6359 | -206.333 | -205.7477 | -210.2328 | -214.7445 | -215.5391 | -212.8012 | -215.1657 | -217.5301 | -216.1355 | -213.3456 | -215.7161 | -218.0866 | -216.6836 | -216.2171 | -216.2171 | -218.5931 | -217.1816 | -214.286 | -216.667 | -219.048 | -217.6281 | -214.6789 | -217.0642 | -219.4495 | -375.4867 | -369.0603 | -373.1609 | -377.2616 | -375.8248 | -373.4476 | -373.4476 | -377.5514 | -376.1061 | -369.5699 | -373.6762 | -377.7825 | -376.3287 | -369.7368 | -373.845 | -377.9532 | -376.4908 | -369.8427 | -373.9521 | -378.0614 | -376.5905 | -373.9955 | -373.9955 | -378.1053 | -376.6259 | -369.8636 | -373.9732 | -378.0828 | -376.5948 | -369.7746 | -373.8832 | -377.9919 | -376.4953 | -369.6166 | -373.7235 | -377.8303 | -376.3252 | -373.4917 | -373.4917 | -377.596
|  | Corporate income tax and Robin Hood tax – delta | EUR k |  |  | 0 | 0 | 0 | 0 | 0 | 0 | 0 | 0 | 0 | 0 | 0 | 0 | 0 | 0 | 0 | 0 | 0 | 0 | 0 | 0 | 0 | 0 | 0 | 0 | 0 | 0 | 0 | 0 | 0 | 0 | 0 | 0 | 0 | 0 | 0 | 0 | 0 | 0 | 0 | 0 | 0 | 0 | 0 | 0 | 0 | 0 | 0 | 0 | 0 | 0 | 0 | 0 | 0 | 0 | 0 | 0 | 0 | 0 | 0 | 0 | 0 | 0 | 0 | 0 | 0 | 0 | 0 | 0 | 0 | 0 | 0 | 0 | 0 | 0 | 0 | 0 | 0 | 0 | 0 | 0 | 0 | 0 | 0 | 0 | 0 | 0 | 0 | 0 | 0 | 0 | 0 | 0 | 0 | 0 | 0 | 0 | 0 | 0 | 0 | 0 | 0 | 0 | 0 | 0 | 0 | 0 | 0 | 0 | 0 | 0 | 0 | 0 | 0 | 0 | 0 | 0 | 0 | 0 | 0 | 0 | 0 | 0 | 0 | 0 | 0 | 0 | 0 | 0 | 0 | 0 | 0 | 0 | 0 | 0 | 0 | 0 | 0
x |  | Funding to COD (E: uses and sources)
|  | Purchase price, DD and devex | EUR k | 5150
|  | Participation fee, TSO security, guarantee fees | EUR k | 1114.9216
|  | Construction capex (wind, substation, BESS) | EUR k | 64716.25
|  | Connection fees, net of TSO security | EUR k | 8154.8232
|  | Municipal one-off | EUR k | 2500
|  | Capitalised interest and debt fees | EUR k | 3545.0214
|  | Land lease during construction | EUR k | 340.1702
|  | Total uses | EUR k | 85521.1863
|  | FEP equity (E), peak including the DSRA (F) | EUR k | 36021.1863 | 37198.7878
|  | Debt share of total uses | % | 57.88%
|  | Info: maximum debt at COD, no cap (E: low, F: high DSCR) | EUR k | 85073.4459 | 77983.9921
|  | Info: maximum debt, share of total uses (E: low, F: high) | % | 99.48% | 91.19%
x |  | Sale at COD
|  | FEP contributions to COD | EUR k |  |  | -36021.1863 | -4662.8099 | -706.5356 | -104.3605 | -105.5073 | -105.5073 | -104.3605 | -104.3605 | -105.5073 | -4087.9974 | -6180.326 | -3153.5649 | -3176.7387 | -3165.1316 | -3086.0117 | -3109.0694 | -4063.3975 | 0 | 0 | 0 | 0 | 0 | 0 | 0 | 0 | 0 | 0 | 0 | 0 | 0 | 0 | 0 | 0 | 0 | 0 | 0 | 0 | 0 | 0 | 0 | 0 | 0 | 0 | 0 | 0 | 0 | 0 | 0 | 0 | 0 | 0 | 0 | 0 | 0 | 0 | 0 | 0 | 0 | 0 | 0 | 0 | 0 | 0 | 0 | 0 | 0 | 0 | 0 | 0 | 0 | 0 | 0 | 0 | 0 | 0 | 0 | 0 | 0 | 0 | 0 | 0 | 0 | 0 | 0 | 0 | 0 | 0 | 0 | 0 | 0 | 0 | 0 | 0 | 0 | 0 | 0 | 0 | 0 | 0 | 0 | 0 | 0 | 0 | 0 | 0 | 0 | 0 | 0 | 0 | 0 | 0 | 0 | 0 | 0 | 0 | 0 | 0 | 0 | 0 | 0 | 0 | 0 | 0 | 0 | 0 | 0 | 0 | 0 | 0 | 0 | 0 | 0 | 0 | 0 | 0 | 0 | 0
|  | Sale price (built MW, after bottleneck loss) | EUR k | 114975
|  | Net proceeds to FEP (after debt, sale costs, any PB call) | EUR k | 64975
|  | Tax on the gain | EUR k | 0
|  | FEP cash flow – sale at COD | EUR k |  |  | 28953.8137 | -4662.8099 | -706.5356 | -104.3605 | -105.5073 | -105.5073 | -104.3605 | -104.3605 | -105.5073 | -4087.9974 | -6180.326 | -3153.5649 | -3176.7387 | -3165.1316 | -3086.0117 | -3109.0694 | 60911.6025 | 0 | 0 | 0 | 0 | 0 | 0 | 0 | 0 | 0 | 0 | 0 | 0 | 0 | 0 | 0 | 0 | 0 | 0 | 0 | 0 | 0 | 0 | 0 | 0 | 0 | 0 | 0 | 0 | 0 | 0 | 0 | 0 | 0 | 0 | 0 | 0 | 0 | 0 | 0 | 0 | 0 | 0 | 0 | 0 | 0 | 0 | 0 | 0 | 0 | 0 | 0 | 0 | 0 | 0 | 0 | 0 | 0 | 0 | 0 | 0 | 0 | 0 | 0 | 0 | 0 | 0 | 0 | 0 | 0 | 0 | 0 | 0 | 0 | 0 | 0 | 0 | 0 | 0 | 0 | 0 | 0 | 0 | 0 | 0 | 0 | 0 | 0 | 0 | 0 | 0 | 0 | 0 | 0 | 0 | 0 | 0 | 0 | 0 | 0 | 0 | 0 | 0 | 0 | 0 | 0 | 0 | 0 | 0 | 0 | 0 | 0 | 0 | 0 | 0 | 0 | 0 | 0 | 0 | 0 | 0
|  | FEP IRR – sale at COD | % | 43.06%
|  | FEP MOIC – sale at COD | x | 1.8038
|  | FEP NPV – sale at COD | EUR k | 18540.4291
Buyer at COD (share deal: SPV tax, debt and DSRA stay in the SPV)
|  | Buyer cash flow, unlevered: price net of any PB call, post-COD flows | EUR k |  |  | 152100.3143 | 0 | 0 | 0 | 0 | 0 | 0 | 0 | 0 | 0 | 0 | 0 | 0 | 0 | 0 | 0 | -114975 | 2309.3365 | 2274.2595 | 2298.4888 | 2322.7115 | 2314.3291 | 2303.7813 | 2251.0008 | 2269.9481 | 2261.5565 | 2226.2805 | 2277.1062 | 2300.0448 | 2291.5491 | 2255.3329 | 2278.2926 | 2301.237 | 2292.6341 | 2256.0916 | 2279.0528 | 2301.9979 | 2293.2845 | 2280.7279 | 2279.3677 | 2302.3081 | 2293.481 | 2256.2692 | 2279.2174 | 2302.1477 | 2293.203 | 2255.6479 | 2278.581 | 2301.4954 | 2292.4296 | 2254.5248 | 2277.437 | 2300.3295 | 2291.1385 | 2277.422 | 2275.7628 | 2298.627 | 2289.3067 | 2250.6835 | 2273.5347 | 2296.364 | 2286.9102 | 2247.9176 | 2270.7281 | 2293.5158 | 2283.9238 | 2244.5547 | 2267.3176 | 2290.0563 | 2280.3214 | 2265.3003 | 2263.2762 | 2285.9585 | 2276.0757 | 2235.9313 | 2258.576 | 2281.1941 | 2271.1581 | 2232.8224 | 2257.6316 | 2282.4407 | 2274.5379 | 2235.9072 | 2260.7506 | 2285.594 | 2277.6436 | 2263.5895 | 2263.5895 | 2288.4641 | 2280.4659 | 2241.2365 | 2266.1392 | 2291.0418 | 2282.9958 | 2243.4627 | 2268.3901 | 2293.3175 | 2127.758 | 2091.3416 | 2114.5787 | 2137.8158 | 2129.6738 | 2116.2028 | 2116.2028 | 2139.4578 | 2131.2676 | 2094.2292 | 2117.4984 | 2140.7676 | 2132.5292 | 2095.1753 | 2118.455 | 2141.7347 | 2133.448 | 2095.7754 | 2119.0618 | 2142.3481 | 2134.013 | 2119.3077 | 2119.3077 | 2142.5968 | 2134.2133 | 2095.8939 | 2119.1816 | 2142.4693 | 2134.0372 | 2095.3896 | 2118.6717 | 2141.9538 | 2133.4732 | 2094.4941 | 2117.7663 | 2141.0384 | 2132.5092 | 2116.453 | 2116.453 | 2139.7107
|  | Buyer IRR, unlevered, at the SPV's actual tax | % | 6.988%
|  | Buyer cash flow, levered: pays price less debt, funds the DSRA | EUR k |  |  | 130944.2219 | 0 | 0 | 0 | 0 | 0 | 0 | 0 | 0 | 0 | 0 | 0 | 0 | 0 | 0 | 0 | -66652.6015 | 1131.735 | 1096.658 | 1120.8873 | 1145.1099 | 1136.7276 | 1126.1798 | 1073.3993 | 1092.3466 | 1083.9549 | 1048.6789 | 1099.5047 | 1122.4433 | 1113.9476 | 1077.7313 | 1100.6911 | 1123.6354 | 1115.0325 | 1078.4901 | 1101.4513 | 1124.3963 | 1115.683 | 1103.1263 | 1101.7662 | 1124.7066 | 1115.8794 | 1078.6677 | 1101.6158 | 1124.5461 | 1115.6015 | 1078.0463 | 1100.9795 | 1123.8939 | 1114.8281 | 1076.9233 | 1099.8355 | 1122.7279 | 1113.537 | 1099.8205 | 1098.1612 | 1121.0254 | 1111.7052 | 1073.0819 | 1095.9331 | 1118.7625 | 1109.3086 | 1070.316 | 1093.1266 | 1115.9143 | 1106.3223 | 1066.9532 | 1089.716 | 1112.4548 | 1102.7199 | 1087.6987 | 1085.6746 | 1108.3569 | 1098.4741 | 1058.3298 | 1080.9745 | 2281.1941 | 2271.1581 | 2232.8224 | 2257.6316 | 2282.4407 | 2274.5379 | 2235.9072 | 2260.7506 | 2285.594 | 2277.6436 | 2263.5895 | 2263.5895 | 2288.4641 | 2280.4659 | 2241.2365 | 2266.1392 | 2291.0418 | 2282.9958 | 2243.4627 | 2268.3901 | 2293.3175 | 2127.758 | 2091.3416 | 2114.5787 | 2137.8158 | 2129.6738 | 2116.2028 | 2116.2028 | 2139.4578 | 2131.2676 | 2094.2292 | 2117.4984 | 2140.7676 | 2132.5292 | 2095.1753 | 2118.455 | 2141.7347 | 2133.448 | 2095.7754 | 2119.0618 | 2142.3481 | 2134.013 | 2119.3077 | 2119.3077 | 2142.5968 | 2134.2133 | 2095.8939 | 2119.1816 | 2142.4693 | 2134.0372 | 2095.3896 | 2118.6717 | 2141.9538 | 2133.4732 | 2094.4941 | 2117.7663 | 2141.0384 | 2132.5092 | 2116.453 | 2116.453 | 2139.7107
|  | Buyer IRR, levered, post-tax | % | 7.579%
x |  | Hold to maturity
|  | Project cash flow before financing, with actual tax | EUR k |  |  | 185099.1494 | -4662.8099 | -706.5356 | -104.3605 | -105.5073 | -105.5073 | -104.3605 | -104.3605 | -105.5073 | -8231.1047 | -16208.0073 | -8142.664 | -8232.1438 | -8232.1438 | -8054.2261 | -8143.7175 | -10733.2089 | 2309.3365 | 2274.2595 | 2298.4888 | 2322.7115 | 2314.3291 | 2303.7813 | 2251.0008 | 2269.9481 | 2261.5565 | 2226.2805 | 2277.1062 | 2300.0448 | 2291.5491 | 2255.3329 | 2278.2926 | 2301.237 | 2292.6341 | 2256.0916 | 2279.0528 | 2301.9979 | 2293.2845 | 2280.7279 | 2279.3677 | 2302.3081 | 2293.481 | 2256.2692 | 2279.2174 | 2302.1477 | 2293.203 | 2255.6479 | 2278.581 | 2301.4954 | 2292.4296 | 2254.5248 | 2277.437 | 2300.3295 | 2291.1385 | 2277.422 | 2275.7628 | 2298.627 | 2289.3067 | 2250.6835 | 2273.5347 | 2296.364 | 2286.9102 | 2247.9176 | 2270.7281 | 2293.5158 | 2283.9238 | 2244.5547 | 2267.3176 | 2290.0563 | 2280.3214 | 2265.3003 | 2263.2762 | 2285.9585 | 2276.0757 | 2235.9313 | 2258.576 | 2281.1941 | 2271.1581 | 2232.8224 | 2257.6316 | 2282.4407 | 2274.5379 | 2235.9072 | 2260.7506 | 2285.594 | 2277.6436 | 2263.5895 | 2263.5895 | 2288.4641 | 2280.4659 | 2241.2365 | 2266.1392 | 2291.0418 | 2282.9958 | 2243.4627 | 2268.3901 | 2293.3175 | 2127.758 | 2091.3416 | 2114.5787 | 2137.8158 | 2129.6738 | 2116.2028 | 2116.2028 | 2139.4578 | 2131.2676 | 2094.2292 | 2117.4984 | 2140.7676 | 2132.5292 | 2095.1753 | 2118.455 | 2141.7347 | 2133.448 | 2095.7754 | 2119.0618 | 2142.3481 | 2134.013 | 2119.3077 | 2119.3077 | 2142.5968 | 2134.2133 | 2095.8939 | 2119.1816 | 2142.4693 | 2134.0372 | 2095.3896 | 2118.6717 | 2141.9538 | 2133.4732 | 2094.4941 | 2117.7663 | 2141.0384 | 2132.5092 | 2116.453 | 2116.453 | 2139.7107
|  | Project IRR, actual tax, before financing | % | 9.634%
|  | FEP equity cash flow – hold to maturity | EUR k |  |  | 160398.0357 | -4662.8099 | -706.5356 | -104.3605 | -105.5073 | -105.5073 | -104.3605 | -104.3605 | -105.5073 | -4087.9974 | -6180.326 | -3153.5649 | -3176.7387 | -3165.1316 | -3086.0117 | -3109.0694 | -5240.9991 | 1131.735 | 1096.658 | 1120.8873 | 1145.1099 | 1136.7276 | 1126.1798 | 1073.3993 | 1092.3466 | 1083.9549 | 1048.6789 | 1099.5047 | 1122.4433 | 1113.9476 | 1077.7313 | 1100.6911 | 1123.6354 | 1115.0325 | 1078.4901 | 1101.4513 | 1124.3963 | 1115.683 | 1103.1263 | 1101.7662 | 1124.7066 | 1115.8794 | 1078.6677 | 1101.6158 | 1124.5461 | 1115.6015 | 1078.0463 | 1100.9795 | 1123.8939 | 1114.8281 | 1076.9233 | 1099.8355 | 1122.7279 | 1113.537 | 1099.8205 | 1098.1612 | 1121.0254 | 1111.7052 | 1073.0819 | 1095.9331 | 1118.7625 | 1109.3086 | 1070.316 | 1093.1266 | 1115.9143 | 1106.3223 | 1066.9532 | 1089.716 | 1112.4548 | 1102.7199 | 1087.6987 | 1085.6746 | 1108.3569 | 1098.4741 | 1058.3298 | 1080.9745 | 2281.1941 | 2271.1581 | 2232.8224 | 2257.6316 | 2282.4407 | 2274.5379 | 2235.9072 | 2260.7506 | 2285.594 | 2277.6436 | 2263.5895 | 2263.5895 | 2288.4641 | 2280.4659 | 2241.2365 | 2266.1392 | 2291.0418 | 2282.9958 | 2243.4627 | 2268.3901 | 2293.3175 | 2127.758 | 2091.3416 | 2114.5787 | 2137.8158 | 2129.6738 | 2116.2028 | 2116.2028 | 2139.4578 | 2131.2676 | 2094.2292 | 2117.4984 | 2140.7676 | 2132.5292 | 2095.1753 | 2118.455 | 2141.7347 | 2133.448 | 2095.7754 | 2119.0618 | 2142.3481 | 2134.013 | 2119.3077 | 2119.3077 | 2142.5968 | 2134.2133 | 2095.8939 | 2119.1816 | 2142.4693 | 2134.0372 | 2095.3896 | 2118.6717 | 2141.9538 | 2133.4732 | 2094.4941 | 2117.7663 | 2141.0384 | 2132.5092 | 2116.453 | 2116.453 | 2139.7107
|  | FEP IRR – hold to maturity | % | 11.85%
|  | FEP MOIC – hold to maturity | x | 5.3119
|  | FEP NPV – hold to maturity | EUR k | 16612.5621
***END***

## Checks
Project Bana – Checks
Period end | time axis 2026-12-31 to 2060-09-30
|  |  |  | Status | Fails
x |  | Checks (0 = OK)
|  | Solver Tax_1: delta = 0 | flag | OK | 0
|  | Solver Tax_2: delta = 0 | flag | OK | 0
|  | Levers within the tender rules – Calc_1 | flag | OK | 0
|  | Levers within the tender rules – Calc_2 | flag | OK | 0
|  | COD falls on a quarter end – Calc_1 | flag | OK | 0
|  | COD falls on a quarter end – Calc_2 | flag | OK | 0
|  | Debt at COD within the DSCR capacity – Calc_1 | flag | OK | 0
|  | Debt at COD within the DSCR capacity – Calc_2 | flag | OK | 0
|  | Debt repaid by the end of the tenor – Calc_1 | flag | OK | 0 | 0 | 0 | 0 | 0 | 0 | 0 | 0 | 0 | 0 | 0 | 0 | 0 | 0 | 0 | 0 | 0 | 0 | 0 | 0 | 0 | 0 | 0 | 0 | 0 | 0 | 0 | 0 | 0 | 0 | 0 | 0 | 0 | 0 | 0 | 0 | 0 | 0 | 0 | 0 | 0 | 0 | 0 | 0 | 0 | 0 | 0 | 0 | 0 | 0 | 0 | 0 | 0 | 0 | 0 | 0 | 0 | 0 | 0 | 0 | 0 | 0 | 0 | 0 | 0 | 0 | 0 | 0 | 0 | 0 | 0 | 0 | 0 | 0 | 0 | 0 | 0 | 0 | 0 | 0 | 0 | 0 | 0 | 0 | 0 | 0 | 0 | 0 | 0 | 0 | 0 | 0 | 0 | 0 | 0 | 0 | 0 | 0 | 0 | 0 | 0 | 0 | 0 | 0 | 0 | 0 | 0 | 0 | 0 | 0 | 0 | 0 | 0 | 0 | 0 | 0 | 0 | 0 | 0 | 0 | 0 | 0 | 0 | 0 | 0 | 0 | 0 | 0 | 0 | 0 | 0 | 0 | 0 | 0 | 0 | 0 | 0
|  | Debt repaid by the end of the tenor – Calc_2 | flag | OK | 0 | 0 | 0 | 0 | 0 | 0 | 0 | 0 | 0 | 0 | 0 | 0 | 0 | 0 | 0 | 0 | 0 | 0 | 0 | 0 | 0 | 0 | 0 | 0 | 0 | 0 | 0 | 0 | 0 | 0 | 0 | 0 | 0 | 0 | 0 | 0 | 0 | 0 | 0 | 0 | 0 | 0 | 0 | 0 | 0 | 0 | 0 | 0 | 0 | 0 | 0 | 0 | 0 | 0 | 0 | 0 | 0 | 0 | 0 | 0 | 0 | 0 | 0 | 0 | 0 | 0 | 0 | 0 | 0 | 0 | 0 | 0 | 0 | 0 | 0 | 0 | 0 | 0 | 0 | 0 | 0 | 0 | 0 | 0 | 0 | 0 | 0 | 0 | 0 | 0 | 0 | 0 | 0 | 0 | 0 | 0 | 0 | 0 | 0 | 0 | 0 | 0 | 0 | 0 | 0 | 0 | 0 | 0 | 0 | 0 | 0 | 0 | 0 | 0 | 0 | 0 | 0 | 0 | 0 | 0 | 0 | 0 | 0 | 0 | 0 | 0 | 0 | 0 | 0 | 0 | 0 | 0 | 0 | 0 | 0 | 0 | 0
|  | DSCR not below target – Calc_1 | flag | OK | 0
|  | DSCR not below target – Calc_2 | flag | OK | 0
|  | Sources = uses to COD – Calc_1 | flag | OK | 0
|  | Sources = uses to COD – Calc_2 | flag | OK | 0
|  | XIRR returned a number on every route – Calc_1 | flag | OK | 0
|  | XIRR returned a number on every route – Calc_2 | flag | OK | 0
|  | Stored results = live case | flag | OK | 0
|  | Checks excluding stored = live |  |  | 0
|  | Master check |  | OK | 0
***END***