## Dashboard
Project Zalahaláp – Dashboard
Project Zalahaláp
63 MWp PV + 50 MW / 200 MWh BESS – sale at RtB, sale at COD or hold
|  | Version |  | v1
|  | Model date |  | 2026-10-22
|  | Key-assumption set |  | Base
|  | Master check |  | OK
|  | Item | Unit | A Original | B Aurora | C Offer | [18 empty] | Key assumptions | Unit | Live
x |  | Levers (case per sheet; other inputs on Inputs, by set) |  | A Original | B Aurora | C Offer | [18 empty] | Key-assumption set
|  | Revenue case (A, B or C) | text | A | B | C | [18 empty] | Key-assumption set | text | Base
|  | Case name | text | v3 reconstruction | Aurora merchant | Offer + merchant tail
|  | PV price curve, direct export | text | v3 capture | DC 4h direct | DC 4h direct | [18 empty] | Key assumptions (live)
|  | PV price curve, energy sent to the BESS | text | v3 capture | DC 4h transfer | DC 4h transfer | [18 empty] | RtB price (0 = implied) | EUR k/MWp | 90
|  | BESS revenue curve (Aurora block) | text | DC 4h | DC 4h | DC 4h | [18 empty] | COD price (0 = implied) | EUR k/MWp | 0
|  | Offers in case C: PV / BESS | text | – | – | C2a / C2c | [18 empty] | Buyer target IRR, RtB | % | 8%
|  | BESS offer duration ≠ built (1 = yes) | flag | 0 | 0 | 1 | [18 empty] | Buyer target IRR, COD | % | 8%
|  | BESS built | MW | 50 | 50 | 50 | [18 empty] | Asset deal (1 = FEP gain taxed) | flag | 0
|  | BESS energy | MWh | 200 | 200 | 200 | [18 empty] | PV merchant price change | % | 0%
|  | Grid import allowed for charging | MW | 0 | 0 | 0 | [18 empty] | Yield, cases B and C | MWh/MWp | 1265
|  | Stack kept without grid charging, year 1 | % | 87.95% | 87.95% | 87.95% | [18 empty] | BESS power | MW | 50
|  | Buyer target IRR (unlevered, after tax) | % | 8% | 8% | 8% | [18 empty] | BESS duration | h | 4
|  | Futureal share at the RtB exit | % | 60% | 60% | 60% | [18 empty] | BESS built | flag | 1
|  | Futureal share at a COD sale | % | 60% | 60% | 60% | [18 empty] | BESS repowered | flag | 1
[25 empty] | BESS capex | EUR k/MWh | 110
x |  | Returns at a glance |  | A Original | B Aurora | C Offer | [18 empty] | BESS haircut | % | 0%
|  | Sale at RtB |  | A Original | B Aurora | C Offer | [18 empty] | Grid import for charging | MW | 0
|  | Development costs (100 %) | EUR m | 5.631 | 5.661 | 5.661 | [18 empty] | PV offer (case C) | text | C2a
|  | Construction capex (paid by the buyer) | EUR m | 56.385 | 57.085 | 57.085 | [18 empty] | BESS offer (case C) | text | C2c
|  | RtB price used | EUR k/MWp | 90 | 90 | 90 | [18 empty] | Gearing cap | % | 55%
|  | Implied RtB price at the buyer target IRR | EUR k/MWp | 270.4537 | 34.0057 | 0 | [18 empty] | Debt rate | % | 5%
|  | Implied price below zero (floored, 1 = yes) | flag | 0 | 0 | 1 | [18 empty] | DSCR merchant | x | 1.35
|  | All-in implied price incl. reimbursements | EUR k/MWp | 344.7078 | 105.9025 | 71.8968 | [18 empty] | CIT | % | 9%
|  | Buyer all-in price at our price | EUR k/MWp | 164.2541 | 161.8968 | 161.8968 | [18 empty] | Discount rate | % | 8%
|  | Buyer IRR at our price, unlevered, after tax | % | 9.758% | 7.373% | 5.744% | [18 empty] | FX | HUF/EUR | 400
|  | Buyer IRR at our price, before tax | % | 10.48% | 7.977% | 6.174% | [18 empty] | COD, cases B and C | date | 2028-03-31
|  | Buyer IRR at our price, levered | % | 11.51% | 8.166% | 5.761% | [18 empty] | RtB exit, cases B and C | date | 2027-03-31
|  | Buyer equity (price, reimbursements, to COD) | EUR m | 37.0967 | 37.5644 | 53.1028 | [18 empty] | Share rule (1 step, 0 v3) | flag | 1
|  | FEP equity contributed | EUR m | 7.4349 | 7.4721 | 7.4721 | [18 empty] | Early works lines in development | # | 4
|  | FEP proceeds | EUR m | 9.728 | 9.8726 | 9.8726
|  | FEP profit | EUR m | 2.272 | 2.3744 | 2.3744 | [18 empty] | Not re-optimised in Excel
|  | FEP IRR, after tax (no debt before NTP) | % | 84.73% | 62.58% | 62.58% | [18 empty] | Aurora's BESS revenue is a fixed annual series per MW
|  | FEP IRR, before tax | % | 85.53% | 63.24% | 63.24% | [18 empty] | for one duration, cycle cap, RTE 0.86, availability
|  | FEP MOIC | x | 1.3056 | 1.3178 | 1.3178 | [18 empty] | 0.98, DC co-location 1:1:1 and entry year. MW
|  | FEP NPV | EUR m | 1.9034 | 1.8882 | 1.8882 | [18 empty] | scales it; hours/cycles switch blocks; grid import,
|  | PSH profit | EUR m | 1.3554 | 1.3908 | 1.3908 | [18 empty] | RTE or charging rules act only via the PV-only factor,
|  | PSH share of the exit proceeds | % | 27.42% | 27.17% | 27.17% | [18 empty] | haircut, availability and augmentation inputs.
|  | Memo: PSH IRR (150 k€ in-kind apport) | % | 903.6% | 548% | 548% | [18 empty] | Curve codes: see Curves (repower table, Aurora names).
|  | Sale at COD |  | A Original | B Aurora | C Offer
|  | Development costs (100 %) | EUR m | 5.631 | 5.661 | 5.661
|  | Construction capex (100 %) | EUR m | 56.385 | 57.085 | 57.085
|  | COD price used (enterprise value per MWp) | EUR k/MWp | 1322.6731 | 1030.3204 | 844.0622
|  | Implied COD price at the buyer target IRR | EUR k/MWp | 1322.6731 | 1030.3204 | 844.0622
|  | Implied price below zero (floored, 1 = yes) | flag | 0 | 0 | 0
|  | Buyer IRR at our price, unlevered, after tax | % | 8% | 8% | 8%
|  | Buyer IRR at our price, before tax | % | 8.682% | 8.658% | 8.49%
|  | Buyer IRR at our price, levered | % | 8.88% | 9.398% | 8.472%
|  | Buyer equity (price − debt + DSRA) | EUR m | 50.5763 | 34.6209 | 39.0119
|  | FEP equity contributed | EUR m | 33.8607 | 34.1857 | 49.7241
|  | FEP proceeds (incl. deposits back) | EUR m | 44.7025 | 35.1834 | 39.5744
|  | FEP profit | EUR m | 10.7856 | 0.95861 | -10.1496
|  | FEP IRR, levered, after tax (n/a < −99 %) | % | 49.55% | 5.584% | -47.49%
|  | FEP IRR, levered, before tax | % | 49.79% | 5.811% | -47.49%
|  | FEP MOIC | x | 1.4025 | 1.0382 | 0.71778
|  | FEP NPV | EUR m | 7.6803 | -0.35217 | -9.9615
|  | JV IRR (100 %), unlevered, after tax | % | 57.76% | 8.515% | -38.13%
|  | JV IRR (100 %), unlevered, before tax | % | 57.76% | 8.515% | -38.13%
|  | PSH profit | EUR m | 6.2862 | -0.15 | -0.15
|  | PSH share of the COD proceeds | % | 12.73% | 0% | 0%
|  | Memo: PSH IRR (150 k€ in-kind apport) | % | 431.9% | n/a | n/a
|  | Hold to maturity |  | A Original | B Aurora | C Offer
|  | Development costs (100 %) | EUR m | 5.631 | 5.661 | 5.661
|  | Construction capex (100 %) | EUR m | 56.385 | 57.085 | 57.085
|  | FEP equity contributed (incl. 2048 repower) | EUR m | 68.4957 | 69.441 | 84.9795
|  | FEP distributions (all inflows) | EUR m | 229.0762 | 167.0404 | 176.4316
|  | FEP profit | EUR m | 160.5805 | 97.5995 | 91.452
|  | FEP IRR, levered, after tax | % | 12.19% | 8.743% | 6.078%
|  | FEP IRR, levered, before tax | % | 13.05% | 9.409% | 6.531%
|  | FEP MOIC | x | 3.3444 | 2.4055 | 2.0762
|  | FEP NPV | EUR m | 15.9474 | 2.4985 | -9.5715
|  | Project IRR, unlevered, after tax | % | 10.46% | 8.022% | 6.235%
|  | Project IRR, unlevered, before tax | % | 11.21% | 8.651% | 6.674%
|  | PSH buy-out: RtB entitlement at px_rtb | EUR m | 1.5054 | 1.5408 | 1.5408
|  | PSH profit (bought out at the exit) | EUR m | 1.3554 | 1.3908 | 1.3908
|  | Memo: PSH IRR (150 k€ in-kind apport) | % | 903.6% | 548% | 548%
x |  | Revenue cases compared (live: A ¦ B ¦ C) |  | A Original | B Aurora | C Offer
|  | PV generation, first full year | GWh | 75.612 | 79.0282 | 79.0282
|  | PV price received, lifetime average | EUR/MWh | 92.1994 | 60.9767 | 59.4069
|  | PV revenue, first full year | EUR m | 5.377 | 4.7595 | 3.2222
|  | BESS revenue, first full year | EUR m | 6.0106 | 6.0106 | 2.485
|  | Revenue, first full year | EUR m | 11.5281 | 10.9198 | 5.857
|  | EBITDA, first full year | EUR m | 7.7712 | 7.107 | 2.1606
|  | Lifetime revenue | EUR m | 471.9605 | 405.2249 | 390.7622
|  | Lifetime EBITDA | EUR m | 289.9837 | 221.4049 | 207.2749
|  | Project IRR, unlevered, after tax | % | 10.46% | 8.022% | 6.235%
|  | FEP IRR – hold to maturity | % | 12.19% | 8.743% | 6.078%
|  | Implied RtB price | EUR k/MWp | 270.4537 | 34.0057 | 0
x |  | Capacity and energy |  | A Original | B Aurora | C Offer
|  | PV capacity | MWp | 61 | 63 | 63
|  | Grid export capacity | MVA | 50 | 49.9 | 49.9
|  | PV clipped, lifetime | GWh | 50.46 | 0 | 0
|  | PV sent to the BESS, lifetime | GWh | 1572.7358 | 1572.7358 | 1572.7358
|  | Energy exported, first full year | GWh | 67.0113 | 71.9397 | 71.9397
|  | BESS discharge, lifetime | GWh | 1352.5528 | 1352.5528 | 1352.5528
|  | BESS full cycles a year (lifetime average) | # | 193.2218 | 193.2218 | 193.2218
x |  | Funding to COD (100 %) |  | A Original | B Aurora | C Offer
|  | Development, deposits and guarantees | EUR m | 5.6951 | 5.7251 | 5.7251
|  | Construction capex, early works at NTP | EUR m | 56.385 | 57.085 | 57.085
|  | Capitalised interest and debt fees | EUR m | 1.325 | 1.1023 | 0.51547
|  | Total uses | EUR m | 63.405 | 63.9124 | 63.3256
|  | Senior debt at COD (incl. IDC) | EUR m | 31.6108 | 31.8024 | 14.8716
|  | Equity to COD | EUR m | 31.7942 | 32.11 | 48.454
|  | Peak equity, hold (incl. DSRA) | EUR m | 33.2982 | 33.6232 | 49.1616
|  | Debt share of total uses | % | 49.86% | 49.76% | 23.48%
x |  | Debt and tax |  | A Original | B Aurora | C Offer
|  | Debt capacity at the target DSCR (at COD) | EUR m | 51.769 | 40.342 | 14.8716
|  | Debt share of construction cost, sized | % | 55% | 55% | 25.72%
|  | Share of the DSCR capacity used | % | 61.06% | 78.83% | 100%
|  | DSRA funded at COD | EUR m | 1.504 | 1.5132 | 0.70759
|  | Minimum DSCR (n/a without debt) | x | 2.2109 | 1.7125 | 1.2452
|  | Lifetime tax, actual (levered) | EUR m | -16.2564 | -10.0339 | -9.8744
|  | Lifetime tax, unlevered | EUR m | -17.5915 | -11.3564 | -10.2464
|  | Tax losses lapsed | EUR m | 0 | 0 | 4.5341
x |  | JV waterfall at the RtB exit (paid) |  | A Original | B Aurora | C Offer
|  | Consideration (price × MWp) | EUR m | 5.49 | 5.67 | 5.67
|  | Less sale costs | EUR m | 0 | 0 | 0
|  | Less FEP SPV acquisition price | EUR m | -0.549 | -0.549 | -0.549
|  | Less DSA loan principal | EUR m | -0.915 | -0.945 | -0.945
|  | Less FEP 12 % return | EUR m | -0.23513 | -0.28928 | -0.28928
|  | Less guarantee fees paid by FEP | EUR m | -0.027489 | -0.034712 | -0.034712
|  | Less PSH land and return (v3 rule) | EUR m | 0 | 0 | 0
|  | Distributable | EUR m | 3.7634 | 3.852 | 3.852
|  | FEP receipts at the exit | EUR m | 3.9846 | 4.1292 | 4.1292
|  | PSH receipts at the exit | EUR m | 1.5054 | 1.5408 | 1.5408
|  | Memo: buyer reimbursements to FEP | EUR m | 4.5295 | 4.5295 | 4.5295
x |  | JV waterfall at COD (paid) |  | A Original | B Aurora | C Offer
|  | Price (enterprise value) | EUR m | 80.6831 | 64.9102 | 53.1759
|  | Less debt repaid | EUR m | -31.6108 | -31.8024 | -14.8716
|  | Plus DSRA balance passed to the buyer | EUR m | 1.504 | 1.5132 | 0.70759
|  | Less sale costs | EUR m | 0 | 0 | 0
|  | Less FEP funding returned | EUR m | -33.8607 | -34.1857 | -39.0119
|  | Less FEP 12 % return to COD | EUR m | -0.62499 | -0.43528 | 0
|  | Less PSH land and return (v3 rule) | EUR m | 0 | 0 | 0
|  | Distributable | EUR m | 16.0905 | 0 | 0
|  | FEP proceeds at COD | EUR m | 44.14 | 34.6209 | 39.0119
|  | PSH receipts at COD | EUR m | 6.4362 | 0 | 0
|  | Checks failed in this set (0 = OK) | # | 0 | 0 | 0
x |  | Stored results by key-assumption set |  | Live |  |  | Base | Reconciliation (v3 rules) | PV price −10% | PV yield −10% | BESS revenue −20% | Capex +10% | Buyer IRR +1 pp | RtB and COD price −10% | RtB price = implied | Gearing −10 pp | COD +12 months | BESS 2 h | No BESS | BESS capex 200 k€/MWh | No BESS repower | PV and BESS prices −20% | C: E.ON PPA + option B | C: MVM 45 + MET floor
|  | Implied RtB price at the buyer target IRR – A Original | EUR k/MWp | 270.4537 |  |  | 270.4537 | 0 | 177.0135 | 182.0808 | 71.6502 | 187.5788 | 160.8026 | 270.4537 | 270.4537 | 270.4537 | 194.6778 | 64.4969 | 27.7776 | 11.1493 | 247.9837 | 0 | 270.4537 | 270.4537
|  | Implied RtB price at the buyer target IRR – B Aurora | EUR k/MWp | 34.0057 |  |  | 34.0057 | 99.7775 | 0 | 0 | 0 | 0 | 0 | 34.0057 | 34.0057 | 34.0057 | 0 | 0 | 222.2041 | 0 | 97.721 | 0 | 34.0057 | 34.0057
|  | Implied RtB price at the buyer target IRR – C Offer | EUR k/MWp | 0 |  |  | 0 | 0 | 0 | 0 | 0 | 0 | 0 | 0 | 0 | 0 | 0 | 0 | 86.8481 | 0 | 0 | 0 | 5.045 | 0
|  | All-in implied price incl. reimbursements – A Original | EUR k/MWp | 344.7078 |  |  | 344.7078 | 86.1393 | 251.2676 | 256.3349 | 145.9043 | 261.8329 | 235.0567 | 344.7078 | 344.7078 | 344.7078 | 268.9319 | 138.751 | 102.0317 | 85.4034 | 322.2378 | 74.2541 | 344.7078 | 344.7078
|  | All-in implied price incl. reimbursements – B Aurora | EUR k/MWp | 105.9025 |  |  | 105.9025 | 183.1822 | 71.8968 | 71.8968 | 71.8968 | 71.8968 | 71.8968 | 105.9025 | 105.9025 | 105.9025 | 71.8968 | 71.8968 | 294.1009 | 71.8968 | 169.6178 | 71.8968 | 105.9025 | 105.9025
|  | All-in implied price incl. reimbursements – C Offer | EUR k/MWp | 71.8968 |  |  | 71.8968 | 83.4048 | 71.8968 | 71.8968 | 71.8968 | 71.8968 | 71.8968 | 71.8968 | 71.8968 | 71.8968 | 71.8968 | 71.8968 | 158.7449 | 71.8968 | 71.8968 | 71.8968 | 76.9418 | 71.8968
|  | Buyer IRR at our price, unlevered, after tax – A Original | % | 9.758% |  |  | 9.758% | 5.218% | 8.864% | 8.913% | 7.815% | 8.884% | 9.758% | 9.862% | 8% | 9.758% | 8.972% | 7.698% | 7.16% | 7.376% | 9.671% | 5.816% | 9.758% | 9.758%
|  | Buyer IRR at our price, unlevered, after tax – B Aurora | % | 7.373% |  |  | 7.373% | 8.103% | 6.564% | 6.117% | 4.99% | 6.567% | 7.373% | 7.469% | 8% | 7.373% | 6.686% | 4.998% | 9.937% | 5.201% | 8.083% | 3.063% | 7.373% | 7.373%
|  | Buyer IRR at our price, unlevered, after tax – C Offer | % | 5.744% |  |  | 5.744% | 6.464% | 5.069% | 4.691% | 3.841% | 5.12% | 5.744% | 5.816% | 6.516% | 5.744% | 5.822% | 4.014% | 7.96% | 4.013% | 6.427% | 2.147% | 7.069% | 6.026%
|  | FEP profit – A Original | EUR m | 2.272 |  |  | 2.272 | 2.9216 | 2.272 | 2.272 | 2.272 | 2.272 | 2.272 | 1.9426 | 7.3995 | 2.272 | 2.272 | 2.272 | 2.272 | 2.272 | 2.272 | 2.272 | 2.272 | 2.272
|  | FEP profit – B Aurora | EUR m | 2.3744 |  |  | 2.3744 | 3.0394 | 2.3744 | 2.3744 | 2.3744 | 2.3744 | 2.3744 | 2.0342 | 0.25787 | 2.3744 | 2.3744 | 2.3744 | 2.3744 | 2.3744 | 2.3744 | 2.3744 | 2.3744 | 2.3744
|  | FEP profit – C Offer | EUR m | 2.3744 |  |  | 2.3744 | 3.0394 | 2.3744 | 2.3744 | 2.3744 | 2.3744 | 2.3744 | 2.0342 | -1.7287 | 2.3744 | 2.3744 | 2.3744 | 2.3744 | 2.3744 | 2.3744 | 2.3744 | 2.3744 | 2.3744
|  | FEP IRR, after tax (no debt before NTP) – A Original | % | 84.73% |  |  | 84.73% | 169.5% | 84.73% | 84.73% | 84.73% | 84.73% | 84.73% | 72.37% | 278.4% | 84.73% | 84.73% | 84.73% | 84.73% | 84.73% | 84.73% | 84.73% | 84.73% | 84.73%
|  | FEP IRR, after tax (no debt before NTP) – B Aurora | % | 62.58% |  |  | 62.58% | 99.53% | 62.58% | 62.58% | 62.58% | 62.58% | 62.58% | 53.83% | 6.97% | 62.58% | 62.58% | 62.58% | 62.58% | 62.58% | 62.58% | 62.58% | 62.58% | 62.58%
|  | FEP IRR, after tax (no debt before NTP) – C Offer | % | 62.58% |  |  | 62.58% | 99.53% | 62.58% | 62.58% | 62.58% | 62.58% | 62.58% | 53.83% | -47.64% | 62.58% | 62.58% | 62.58% | 62.58% | 62.58% | 62.58% | 62.58% | 62.58% | 62.58%
|  | FEP MOIC – A Original | x | 1.3056 |  |  | 1.3056 | 1.4234 | 1.3056 | 1.3056 | 1.3056 | 1.3056 | 1.3056 | 1.2613 | 1.9952 | 1.3056 | 1.3056 | 1.3056 | 1.3056 | 1.3056 | 1.3056 | 1.3056 | 1.3056 | 1.3056
|  | FEP MOIC – B Aurora | x | 1.3178 |  |  | 1.3178 | 1.4393 | 1.3178 | 1.3178 | 1.3178 | 1.3178 | 1.3178 | 1.2722 | 1.0345 | 1.3178 | 1.3178 | 1.3178 | 1.3178 | 1.3178 | 1.3178 | 1.3178 | 1.3178 | 1.3178
|  | FEP MOIC – C Offer | x | 1.3178 |  |  | 1.3178 | 1.4393 | 1.3178 | 1.3178 | 1.3178 | 1.3178 | 1.3178 | 1.2722 | 0.76864 | 1.3178 | 1.3178 | 1.3178 | 1.3178 | 1.3178 | 1.3178 | 1.3178 | 1.3178 | 1.3178
|  | Implied COD price at the buyer target IRR – A Original | EUR k/MWp | 1322.6731 |  |  | 1322.6731 | 832.8259 | 1219.8027 | 1225.3814 | 1103.8059 | 1326.8834 | 1208.3219 | 1322.6731 | 1322.6731 | 1322.6731 | 1302.0562 | 910.2647 | 684.1738 | 1341.0159 | 1297.9354 | 898.0649 | 1322.6731 | 1322.6731
|  | Implied COD price at the buyer target IRR – B Aurora | EUR k/MWp | 1030.3204 |  |  | 1030.3204 | 1102.3252 | 954.5181 | 913.7329 | 818.3949 | 1034.4356 | 949.5417 | 1030.3204 | 1030.3204 | 1030.3204 | 999.1252 | 682.1596 | 877.552 | 1048.0808 | 1099.1474 | 666.2623 | 1030.3204 | 1030.3204
|  | Implied COD price at the buyer target IRR – C Offer | EUR k/MWp | 844.0622 |  |  | 844.0622 | 914.4295 | 776.8341 | 740.4568 | 674.6688 | 846.72 | 765.5464 | 844.0622 | 844.0622 | 844.0622 | 887.9486 | 579.8788 | 731.3367 | 854.0495 | 912.8892 | 539.6847 | 999.0362 | 881.2623
|  | FEP profit – A Original | EUR m | 10.7856 |  |  | 10.7856 | -10.0736 | 7.0205 | 7.2247 | 2.775 | 7.4676 | 6.6003 | 5.9446 | 9.1765 | 10.9301 | 9.5417 | 2.4452 | 0.81714 | -0.022611 | 9.8802 | -8.6231 | 10.7856 | 10.7856
|  | FEP profit – B Aurora | EUR m | 0.95861 |  |  | 0.95861 | 5.0258 | -3.7778 | -6.3472 | -12.3535 | -4.5777 | -4.0913 | -5.4932 | 0.95861 | 1.1316 | -1.9712 | -9.6813 | 8.6897 | -16.179 | 3.6131 | -21.7493 | 0.95861 | 0.95861
|  | FEP profit – C Offer | EUR m | -10.1496 |  |  | -10.1496 | -3.9669 | -14.3394 | -16.5863 | -20.8214 | -15.7068 | -15.0961 | -15.4672 | -10.1496 | -10.1496 | -7.8503 | -15.8917 | 3.2829 | -27.5195 | -5.8135 | -29.234 | -0.97312 | -8.2229
|  | FEP MOIC – A Original | x | 1.4025 |  |  | 1.4025 | 0.79274 | 1.262 | 1.2696 | 1.1035 | 1.2594 | 1.2463 | 1.2218 | 1.3424 | 1.3534 | 1.3167 | 1.1066 | 1.0428 | 0.99932 | 1.3687 | 0.67824 | 1.4025 | 1.4025
|  | FEP MOIC – B Aurora | x | 1.0382 |  |  | 1.0382 | 1.113 | 0.8493 | 0.7468 | 0.50721 | 0.82957 | 0.8368 | 0.78087 | 1.0382 | 1.0393 | 0.93449 | 0.56872 | 1.4779 | 0.48824 | 1.1441 | 0.23871 | 1.0382 | 1.0382
|  | FEP MOIC – C Offer | x | 0.71778 |  |  | 0.71778 | 0.91084 | 0.61046 | 0.55938 | 0.42104 | 0.60535 | 0.58024 | 0.56992 | 0.71778 | 0.71778 | 0.82272 | 0.40656 | 1.1499 | 0.42693 | 0.83835 | 0.22378 | 0.96118 | 0.70865
|  | FEP IRR, levered, after tax – A Original | % | 12.19% |  |  | 12.19% | 5.603% | 10.83% | 10.91% | 9.256% | 10.82% | 12.19% | 12.27% | 10.37% | 11.67% | 10.86% | 9.091% | 8.247% | 8.522% | 12.23% | 6.398% | 12.19% | 12.19%
|  | FEP IRR, levered, after tax – B Aurora | % | 8.743% |  |  | 8.743% | 8.601% | 7.546% | 6.896% | 5.303% | 7.506% | 8.743% | 8.809% | 9.171% | 8.494% | 7.642% | 5.397% | 12.44% | 5.454% | 9.727% | 2.806% | 8.743% | 8.743%
|  | FEP IRR, levered, after tax – C Offer | % | 6.078% |  |  | 6.078% | 6.845% | 5.313% | 4.896% | 3.924% | 5.345% | 6.078% | 6.112% | 6.315% | 6.078% | 6.172% | 4.116% | 8.933% | 4.09% | 6.852% | 2.086% | 8.24% | 6.538%
|  | FEP MOIC – A Original | x | 3.3444 |  |  | 3.3444 | 1.977 | 3.0441 | 3.0606 | 2.7214 | 3.1622 | 3.3444 | 3.3551 | 3.08 | 3.2113 | 3.3494 | 3.1453 | 4.2839 | 2.8096 | 4.5047 | 2.127 | 3.3444 | 3.3444
|  | FEP MOIC – B Aurora | x | 2.4055 |  |  | 2.4055 | 2.5299 | 2.1978 | 2.0856 | 1.7945 | 2.2604 | 2.4055 | 2.4134 | 2.4554 | 2.3382 | 2.3815 | 1.9809 | 5.267 | 1.9731 | 3.9716 | 1.3875 | 2.4055 | 2.4055
|  | FEP MOIC – C Offer | x | 2.0762 |  |  | 2.0762 | 2.3759 | 1.9077 | 1.8163 | 1.6124 | 1.9497 | 2.0762 | 2.0817 | 2.1145 | 2.0762 | 2.1293 | 1.7864 | 4.2717 | 1.7235 | 2.956 | 1.2955 | 2.3736 | 2.1974
|  | FEP NPV – A Original | EUR m | 15.9474 |  |  | 15.9474 | -12.4197 | 10.6697 | 10.9559 | 4.7183 | 11.6497 | 15.9474 | 16.1507 | 10.5028 | 15.2508 | 11.7121 | 3.5689 | 0.749 | 2.5186 | 14.6783 | -5.8379 | 15.9474 | 15.9474
|  | FEP NPV – B Aurora | EUR m | 2.4985 |  |  | 2.4985 | 3.1298 | -1.518 | -3.6792 | -8.7312 | -1.8138 | 2.4985 | 2.7046 | 3.7805 | 1.8093 | -1.2925 | -7.3971 | 11.8125 | -11.1499 | 6.1454 | -17.4922 | 2.4985 | 2.4985
|  | FEP NPV – C Offer | EUR m | -9.5715 |  |  | -9.5715 | -6.826 | -13.2745 | -15.3402 | -18.547 | -14.3406 | -9.5715 | -9.3655 | -8.1717 | -9.5715 | -8.966 | -13.7865 | 3.3664 | -24.4793 | -5.9247 | -25.9817 | 0.84056 | -6.1838
|  | Project IRR, unlevered, after tax – A Original | % | 10.46% |  |  | 10.46% | 5.911% | 9.527% | 9.579% | 8.43% | 9.488% | 10.46% | 10.46% | 10.46% | 10.46% | 9.601% | 8.419% | 7.949% | 7.834% | 10.41% | 6.355% | 10.46% | 10.46%
|  | Project IRR, unlevered, after tax – B Aurora | % | 8.022% |  |  | 8.022% | 9.013% | 7.18% | 6.715% | 5.553% | 7.126% | 8.022% | 8.022% | 8.022% | 8.022% | 7.265% | 5.67% | 11% | 5.629% | 8.74% | 3.554% | 8.022% | 8.022%
|  | Project IRR, unlevered, after tax – C Offer | % | 6.235% |  |  | 6.235% | 7.15% | 5.539% | 5.15% | 4.291% | 5.552% | 6.235% | 6.235% | 6.235% | 6.235% | 6.317% | 4.572% | 8.748% | 4.353% | 6.934% | 2.549% | 7.687% | 6.546%
|  | Lifetime revenue – A Original | EUR m | 471.9605 |  |  | 471.9605 | 348.9846 | 449.1638 | 448.508 | 424.4734 | 471.9605 | 471.9605 | 471.9605 | 471.9605 | 471.9605 | 477.8177 | 370.4836 | 234.5249 | 471.9605 | 351.8515 | 378.88 | 471.9605 | 471.9605
|  | Lifetime revenue – B Aurora | EUR m | 405.2249 |  |  | 405.2249 | 405.2249 | 389.1454 | 378.3736 | 357.7377 | 405.2249 | 405.2249 | 405.2249 | 405.2249 | 405.2249 | 408.6629 | 316.0291 | 268.5121 | 405.2249 | 336.2865 | 325.5787 | 405.2249 | 405.2249
|  | Lifetime revenue – C Offer | EUR m | 390.7622 |  |  | 390.7622 | 390.7622 | 375.4396 | 365.0656 | 346.7082 | 390.7622 | 390.7622 | 390.7622 | 390.7622 | 390.7622 | 400.2516 | 308.0169 | 256.9658 | 390.7622 | 321.8239 | 316.063 | 402.7393 | 393.0039
|  | Senior debt at COD (incl. IDC) – A Original | EUR m | 31.6108 |  |  | 31.6108 | 0 | 31.6108 | 31.6108 | 31.6108 | 34.7799 | 31.6108 | 31.6108 | 31.6108 | 25.8634 | 32.4286 | 25.4465 | 19.2821 | 41.698 | 31.6108 | 31.6108 | 31.6108 | 31.6108
|  | Senior debt at COD (incl. IDC) – B Aurora | EUR m | 31.8024 |  |  | 31.8024 | 0 | 31.8024 | 31.8024 | 31.8024 | 34.9908 | 31.8024 | 31.8024 | 31.8024 | 26.0201 | 32.623 | 24.4011 | 19.55 | 40.4051 | 31.8024 | 26.3624 | 31.8024 | 31.8024
|  | Senior debt at COD (incl. IDC) – C Offer | EUR m | 14.8716 |  |  | 14.8716 | 0 | 13.5546 | 12.2623 | 14.8716 | 14.8716 | 14.8716 | 14.8716 | 14.8716 | 14.8716 | 14.9502 | 17.6811 | 13.7991 | 14.8716 | 14.8716 | 12.2329 | 31.8024 | 26.8988
|  | Checks failed in this set (0 = OK) – A Original | # | 0 |  |  | 0 | 0 | 0 | 0 | 0 | 0 | 0 | 0 | 0 | 0 | 0 | 0 | 0 | 0 | 0 | 0 | 0 | 0
|  | Checks failed in this set (0 = OK) – B Aurora | # | 0 |  |  | 0 | 0 | 0 | 0 | 0 | 0 | 0 | 0 | 0 | 0 | 0 | 0 | 0 | 0 | 0 | 0 | 0 | 0
|  | Checks failed in this set (0 = OK) – C Offer | # | 0 |  |  | 0 | 0 | 0 | 0 | 0 | 0 | 0 | 0 | 0 | 0 | 0 | 0 | 0 | 0 | 0 | 0 | 0 | 0
***END***

## Inputs
Project Zalahaláp – Inputs and scenarios
| Scenario selected |  | Set on the Dashboard | Base
| Scenario number |  |  | 1
| Input | Unit | Source / note | Live | Base | Reconciliation (v3 rules) | PV price −10% | PV yield −10% | BESS revenue −20% | Capex +10% | Buyer IRR +1 pp | RtB and COD price −10% | RtB price = implied | Gearing −10 pp | COD +12 months | BESS 2 h | No BESS | BESS capex 200 k€/MWh | No BESS repower | PV and BESS prices −20% | C: E.ON PPA + option B | C: MVM 45 + MET floor
x |  | Constants
| Thousand | # | Scale | 1000
| Million | # | Scale | 1000000
| Days In Year | days | Day count for year fractions and XIRR | 365
| Months In Year | months | Calendar | 12
| Months Per Period | months | Timeline periodicity (quarterly) | 3
| Tolerance | # | Check and solver tolerance | 1e-06
x |  | Timing
| Model start date | date | Timeline start | 2025-10-01 | 2025-10-01
| Sensitivity step (price, yield, capex, opex sets) | % | SPEC §10 | 0.1
| Large sensitivity step (BESS revenue, downside sets) | % | SPEC §10 | 0.2
| Rate step (buyer IRR, debt rate sets) | % | SPEC §10 | 0.01
| Hours in a day | h | Grid export limit | 24
| Key-assumption set of the reconciliation | # | SPEC §10 set 2 | 2
| Acquisition, JV start, deposits paid | date | ZHLP v3 Stat_inp E39 | 2025-11-30 | 2025-11-30
| Ready to build (cases B, C) | date | Teaser p6; placeholder – pending user (SPEC §16 Q5) | 2026-12-31 | 2026-12-31
| RtB sale closing (exit), cases B, C | date | placeholder – pending user (SPEC §16 Q5) | 2027-03-31 | 2027-03-31
| Notice to proceed (cases B, C) | date | placeholder – pending user (SPEC §16 Q5) | 2027-06-30 | 2027-06-30
| Commercial operation, PV and BESS (cases B, C) | date | Teaser p6; placeholder – pending user (SPEC §16 Q5) | 2028-03-31 | 2028-03-31
| COD delay (construction longer) | months | SPEC §10 | 0 | 0 | [9 empty] | 12
| Operating life | years | ZHLP v3 Control D30 | 35 | 35
| Pre-RtB development costs: first month | date | ZHLP v3 Control D116 | 2026-10-31 | 2026-10-31
| Pre-RtB development costs: last month | date | ZHLP v3 Control D117 | 2027-03-31 | 2027-03-31
x |  | PV and grid (cases B, C; case A on Curves)
| PV capacity | MWp | Teaser p1 | 63 | 63
| Grid export capacity | MVA | Teaser p1 | 49.9 | 49.9
| Specific yield | MWh/MWp | Teaser p1 (v3: 1,250) | 1265 | 1265
| Yield change (P90 proxy) | % | SPEC §10 | 0% | 0% |  |  | -10%
| PV availability | % | ZHLP v3 Control D56 | 99.5% | 99.5%
| PV degradation per year | % | ZHLP v3 Control D57 | 0.3% | 0.3%
| Clipping, case A (v3 + fix 5), share of DC energy | % | placeholder – pending user (SPEC §16 Q13) | 2% | 2%
| Clipping, cases B, C (DC-coupled BESS) | % | Aurora s+29 = 0; placeholder – pending user (SPEC §16 Q13) | 0% | 0%
| Grid import allowed for BESS charging | MW | confirmed by user, 22-Oct-2026 (no grid charging) | 0 | 0
| aFRR-down/FCR capacity deliverable from PV charge | % | placeholder – aFRR-down/FCR share deliverable from PV SoC | 0% | 0%
x |  | BESS
| BESS built (1 = yes) | flag | Teaser p1; SPEC §10 | 1 | 1 | [11 empty] | 0
| BESS power | MW | Teaser p1; ZHLP v3 Control D91 | 50 | 50
| BESS duration | h | Teaser; placeholder – pending user (SPEC §16 Q6) | 4 | 4 | [10 empty] | 2
| Aurora battery block (Degraded batteries) | text | Aurora Q2-26; placeholder – pending user (SPEC §16 Q6) | DC 4h | DC 4h | [10 empty] | DC 2h
| Round-trip efficiency (energy check only) | % | Aurora Q2-26 Inputs C17 | 86% | 86%
| Haircut on merchant BESS revenue | % | SPEC §6.2, §10 | 0% | 0% |  |  |  | 20% | [10 empty] | 20%
| Grid charge on charging, offers that deduct it | EUR k/MW | placeholder – pending user (SPEC §16 Q12) | 0 | 0
| BESS capex | EUR k/MWh | v3 Control D94; placeholder – pending user (SPEC §16 Q6) | 110 | 110 | [12 empty] | 200
| BESS augmentation cost | EUR k/MWh | v3 Control D100; placeholder – pending user (SPEC §16 Q6) | 110 | 110
| Augmentation year (0 = Aurora block repower year) | year | SPEC §6.2 | 0 | 0
| BESS repowered (0 = retired at the repower year) | flag | Aurora repower s+1; placeholder – pending user (SPEC §16 Q6) | 1 | 1 | [13 empty] | 0
| Augmentation year, v3 rule (fix 7 off) | year | ZHLP v3 Control D101 | 2048 | 2048
| BESS fixed opex | EUR k/MW | ZHLP v3 Control D96 | 30.8 | 30.8
x |  | Prices and offers
| PV price, direct export (Curves, real 2025) | text | SPEC §0.2, §6.2; fix round 1 M2 | DC 4h direct | DC 4h direct | [10 empty] | DC 2h direct
| PV price, energy sent to the BESS | text | Aurora s+36/s+32; fix round 1 M2 | DC 4h transfer | DC 4h transfer | [10 empty] | DC 2h transfer
| PV merchant price change | % | SPEC §10 | 0% | 0% |  | -10% | [12 empty] | -20%
| Guarantee of origin price, real 2025 | EUR/MWh | v3 Control D58; placeholder – pending user (SPEC §16 Q12) | 1.75 | 1.75
| PV offer in case C (C1, C2a, C2b, C3) | text | SPEC §6.3; placeholder – pending user (SPEC §16 Q12) | C2a | C2a | [15 empty] | C1 | C3
| BESS offer in case C (C1A, C1B, C2c, C2d, none) | text | SPEC §6.3; placeholder – pending user (SPEC §16 Q12) | C2c | C2c | [15 empty] | C1B | C2d
x |  | Capex
| PV equipment and balance of plant | EUR k/MWp | ZHLP v3 Control D82:D83 | 350 | 350
| MV cable to the grid connection point | EUR k | v3 Control D104; placeholder – pending user (SPEC §16 Q13) | 3700 | 3700
| HV substation | EUR k | v3 Control D105; placeholder – pending user (SPEC §16 Q13) | 9500 | 9500
| Land to COD (not depreciated) | EUR k | ZHLP v3 Control D106 | 620 | 620
| Capex change | % | SPEC §10 | 0% | 0% |  |  |  |  | 10%
| Pre-RtB development costs | EUR k | ZHLP v3 Control D115 | 3182 | 3182
| Buyer reimburses pre-RtB costs (1 = yes) | flag | ZHLP v3 Control D118 | 1 | 1
x |  | Early works (provisional – to be revisited)
| Early-works lines paid in development (4 or 6) | # | provisional – early works to be revisited (user 22-Oct-26) | 4 | 4 | 6
| Lines outside the scope paid at NTP (1 = yes) | flag | provisional – early works to be revisited (user 22-Oct-26) | 1 | 1
| Buyer reimburses early works at the exit (1 = yes) | flag | provisional – early works to be revisited (user 22-Oct-26) | 1 | 1
| Early works earn the FEP return (1 = yes) | flag | provisional – early works to be revisited (user 22-Oct-26) | 1 | 1
| Early works are PSH milestone income (v3) | flag | ZHLP v3 Calculation F221 | 0 | 0 | 1
x |  | Opex and levies (real 2025, Aurora euro index)
| O&M and fixed opex | EUR k/MWp | ZHLP v3 Control D59 | 14.96 | 14.96
| MV cable O&M | EUR k/MWp | ZHLP v3 Control D62 | 5 | 5
| Balancing cost | EUR/MWh | ZHLP v3 Control D60 | 5 | 5
| Land lease from COD | EUR k | ZHLP v3 Control D61 | 96 | 96
| Route-to-market fee on PV revenue | % | ZHLP v3 Control D77 | 0% | 0%
| Opex change | % | SPEC §10 (no set) | 0% | 0%
| Local business tax (HIPA), on revenue | % | Bana; placeholder – pending user (SPEC §16 Q10) | 2% | 2% | 0%
| Innovation contribution, on revenue | % | Act LXXVI/2014; placeholder – pending user (SPEC §16 Q10) | 0.3% | 0.3% | 0%
x |  | Deposits and guarantees
| FX rate | HUF/EUR | ZHLP v3 Stat_inp E23 (Aurora 397.77) | 400 | 400
| Bank guarantee base rate (1M EURIBOR) | % | ZHLP v3 Dyn_Inp G50:Y50 average | 1.87% | 1.87%
| Bank guarantee margin | % | ZHLP v3 Stat_inp E110 | 1.75% | 1.75%
x |  | JV, RtB exit and COD sale
| RtB price (0 = implied at the buyer target IRR) | EUR k/MWp | v3 Stat_inp E24; placeholder – pending user (SPEC §16 Q3) | 90 | 90 | [7 empty] | 0
| COD price (0 = implied at the buyer target IRR) | EUR k/MWp | placeholder – pending user (SPEC §16 Q8) | 0 | 0
| RtB and COD price change | % | SPEC §10 | 0% | 0% | [6 empty] | -10%
| Share rule (1 = step, 0 = v3 slide) | flag | SPEC §0.1; set 2 = v3 | 1 | 1 | 0
| Futureal share at or below the threshold | % | User 22-Oct-26 (SPEC §0.1) | 60% | 60%
| Futureal share above the threshold | % | User 22-Oct-26 (SPEC §0.1) | 50% | 50%
| Share threshold (60 % at or below) | EUR k/MWp | User 22-Oct-26: 60 % at 90 | 90 | 90
| v3 slide: 50 % reached at | EUR k/MWp | ZHLP v3 Stat_inp J36 | 100 | 100
| Transaction costs (FEP) | EUR k | ZHLP v3 Stat_inp E37 | 200 | 200
| FEP SPV acquisition price | EUR k | JV sheet G19; placeholder – pending user (SPEC §16 Q3) | 549 | 549 | 150
| SPV price earns the FEP return (1 = yes) | flag | ZHLP v3 Stat_inp E66 | 0 | 0 | 1
| DSA loan to PSH | EUR k/MWp | JV sheet F55; placeholder – pending user (SPEC §16 Q3) | 15 | 15 | 0
| FEP return on loans and costs | % | JV sheet G30; v3 Stat_inp E69 | 12% | 12%
| PSH land apport (in kind) | EUR k | ZHLP v3 Stat_inp E34 | 150 | 150
| PSH land and its return repaid before the split | flag | ZHLP v3 Calculation F155:F156 | 0 | 0 | 1
| PSH own development costs | EUR k/MWp | ZHLP v3 Stat_inp E79 | 15 | 15
| Sale costs at the RtB exit | EUR k | placeholder – pending user (SPEC §16 Q7) | 0 | 0
| Sale costs at COD | EUR k | placeholder – pending user (SPEC §16 Q7) | 0 | 0
| HTM: PSH keeps its share (0 = FEP buys it out) | flag | placeholder – pending user (SPEC §16 Q4) | 0 | 0
| COD sale share (0 = RtB-price rule, 1 = fixed) | flag | placeholder – pending user (SPEC §16 Q4) | 0 | 0
| Futureal share at COD if fixed | % | placeholder – pending user (SPEC §16 Q4) | 50% | 50%
x |  | Deliberate fixes vs v3 (SPEC §13; 0 = v3 method)
| Fix 2: pre-RtB costs reimbursed as spent | flag | v3 RTB_Model H69 | 1 | 1 | 0
| Fix 3: no bank-guarantee phantom | flag | v3 Calculation H118:H120 | 1 | 1 | 0
| Fix 5: PV export clipped at the grid | flag | v3 Control D16 | 1 | 1 | 0
| Fix 6: Aurora block total for case A | flag | v3 Control D97:D98 | 1 | 1 | 0
| Fix 7: augmentation indexed, at repower year | flag | v3 Control D101 | 1 | 1 | 0
| Fix 8: dated act/365 return, 31-Dec capitalised | flag | v3 Stat_inp E69 | 1 | 1 | 0
x |  | Valuation
| FEP discount rate (NPV) | % | ZHLP v3 Control D9 | 8% | 8%
| Buyer target IRR at RtB (unlevered, post-tax) | % | v3 Control D9; placeholder – pending user (SPEC §16 Q8) | 8% | 8% | [5 empty] | 9%
| Buyer target IRR at COD (unlevered, post-tax) | % | v3 Control D9; placeholder – pending user (SPEC §16 Q8) | 8% | 8% | [5 empty] | 9%
| Deal form (1 = asset deal: FEP gain taxed) | flag | placeholder – pending user (SPEC §16 Q7) | 0 | 0
| FEP gain on the sale taxed (0 = exempt) | flag | placeholder – pending user (SPEC §16 Q7) | 0 | 0
x |  | Senior debt (Bana indications, not ZHLP terms)
| Debt share of construction cost (cap) | % | placeholder – pending user (SPEC §16 Q9) | 55% | 55% | 0% | [7 empty] | 45%
| Debt per MWp (0 = gearing only) | EUR k/MWp | placeholder – pending user (SPEC §16 Q9) | 0 | 0
| Sizing DSCR on contracted revenue | x | placeholder – pending user (SPEC §16 Q9) | 1.2 | 1.2
| Sizing DSCR on merchant and BESS revenue | x | placeholder – pending user (SPEC §16 Q9) | 1.35 | 1.35
| Annuity tenor from COD | years | placeholder – pending user (SPEC §16 Q9) | 15 | 15
| All-in fixed interest rate | % | placeholder – pending user (SPEC §16 Q9) | 5% | 5%
| Upfront fee on the facility | % | placeholder – pending user (SPEC §16 Q9) | 1.75% | 1.75%
| Commitment fee on undrawn debt | % | placeholder – pending user (SPEC §16 Q9) | 0.9% | 0.9%
| DSRA: months of debt service, funded at COD | months | placeholder – pending user (SPEC §16 Q9) | 6 | 6
| Cash sweep, share of cash after debt service | % | placeholder – pending user (SPEC §16 Q9) | 0% | 0%
x |  | Tax (Hungary)
| Corporate income tax | % | v3 Control D66; placeholder – pending user (SPEC §16 Q10) | 9% | 9%
| Robin Hood tax applies (1 = yes) | flag | placeholder – pending user (SPEC §16 Q10) | 0 | 0
| Robin Hood tax on positive pre-tax profit | % | Thtv. (Bana) | 31% | 31%
| Tax depreciation: PV, grid, development | years | ZHLP v3 Control D65 | 30 | 30
| Tax depreciation: BESS and augmentation | years | placeholder – pending user (SPEC §16 Q10) | 10 | 10 | 30
| Tax losses usable, share of the tax base | % | ZHLP v3 Control D102 | 50% | 50%
| Tax losses lapse after NTP + (one date) | years | Tao. 17. §; placeholder – pending user (SPEC §16 Q10) | 5 | 5 | 40
x |  | Macro control
| Solver Topics | text | COPY/PASTE topics for Solver.bas | Tax_1,Tax_2,Tax_3
| GoalSeek Topics | text | Topics for GoalSeek.bas
***END***
Formulas:
Live = IF(INDEX([Base]:[C: MVM 45 + MET floor],1,Scenario_Selected)="",[Base],INDEX([Base]:[C: MVM 45 + MET floor],1,Scenario_Selected))

## Curves
Project Zalahaláp – Time-series inputs
x |  | Notes
Aurora battery revenue blocks (Degraded batteries) are fixed dispatch outputs of Aurora's model: they do NOT re-optimise when inputs change.
BESS MW scales them linearly; hours and cycles switch blocks. RTE, degradation, grid cap, PV:BESS ratio and charging rules act only through the haircut, PV-only factor and augmentation inputs. Aurora's 98 % availability is inside the blocks.
No grid charging (user, 22-Oct-2026): the stack keeps DA/ID discharge at the share PV can charge, the PV transfer cost and aFRR-up capacity (PV-only factor); aFRR energy and aFRR-down/FCR capacity are lost (the deliverable share of the latter is In_AFRR_Down_Share).
Network charges apply to grid-drawn energy only (Hungarian RHD); none with no import.
The hourly export and charging limits live inside Aurora's dispatch (1 MW PV : 1 MW storage : 1 MW grid); Excel only checks the annual energy balance.
Aurora data: data/aurora_extract.py → data/aurora_curves.csv (source rows cited per curve). Case A curves: data/old_engine/old_curves.csv (ZHLP v3 Aurora_Curve).
x |  | Revenue-case table (one column per case; Calc picks the case on the Dashboard) |  | SPEC §6.4
|  | Item | [5 empty] | A | B | C
|  | Case | text |  |  |  |  | A | B | C
|  | Case name | text |  |  |  |  | v3 reconstruction | Aurora merchant | Offer + merchant tail
|  | PV price curve, direct export | text | ZHLP v3 Control D15:D29 |  |  |  | v3 capture | DC 4h direct | DC 4h direct
|  | PV price curve, energy sent to the BESS | text | ZHLP v3 Control D15:D29 |  |  |  | v3 capture | DC 4h transfer | DC 4h transfer
|  | Clipping, share of DC energy | % | ZHLP v3 Control D15:D29 |  |  |  | 2% | 0% | 0%
|  | BESS revenue curve | text | ZHLP v3 Control D15:D29 |  |  |  | DC 4h | DC 4h | DC 4h
|  | Offtake offer applies (1 = yes) | flag |  |  |  |  | 0 | 0 | 1
|  | PV capacity (MWp) | MWp | ZHLP v3 Control D15:D29 |  |  |  | 61 | 63 | 63
|  | Grid export capacity (MVA) | MVA | ZHLP v3 Control D15:D29 |  |  |  | 50 | 49.9 | 49.9
|  | Specific yield (MWh/MWp) | MWh/MWp | ZHLP v3 Control D15:D29 |  |  |  | 1250 | 1265 | 1265
|  | Ready to build | date | ZHLP v3 Control D15:D29 |  |  |  | 2026-07-31 | 2026-12-31 | 2026-12-31
|  | RtB sale closing (exit) | date | ZHLP v3 Control D15:D29 |  |  |  | 2026-10-31 | 2027-03-31 | 2027-03-31
|  | NTP (construction start − 1 day) | date | ZHLP v3 Control D15:D29 |  |  |  | 2027-03-31 | 2027-06-30 | 2027-06-30
|  | COD (operations from the next day) | date | ZHLP v3 Control D15:D29 |  |  |  | 2028-03-31 | 2028-03-31 | 2028-03-31
x |  | PV prices, real 2025: <block> direct = (s+34+s+35)/s+31, transfer = s+36/s+32; v3 Low/High = ∓ 15 % |  | v3 Aurora_Curve L; Aurora s+34:s+37 over s+31, s+32 (aurora_curves.csv)
|  | Year | [5 empty] | 2025 | 2026 | 2027 | 2028 | 2029 | 2030 | 2031 | 2032 | 2033 | 2034 | 2035 | 2036 | 2037 | 2038 | 2039 | 2040 | 2041 | 2042 | 2043 | 2044 | 2045 | 2046 | 2047 | 2048 | 2049 | 2050 | 2051 | 2052 | 2053 | 2054 | 2055 | 2056 | 2057 | 2058 | 2059 | 2060 | 2061 | 2062 | 2063 | 2064
|  | v3 capture | EUR/MWh |  |  |  |  | 0 | 78.3445 | 77.571 | 71.5 | 67.002 | 61.6785 | 64.0315 | 62.465 | 62.868 | 60.5345 | 60.4305 | 60.476 | 62.8095 | 62.244 | 61.919 | 61.061 | 60.3135 | 60.853 | 61.0545 | 60.554 | 61.7435 | 61.9905 | 61.8735 | 60.645 | 60.7815 | 60.047 | 59.4425 | 58.305 | 58.9615 | 58.7405 | 58.552 | 57.8305 | 58.4285 | 59.8845 | 60.9245 | 60.2615 | 60.2615 | 60.2615 | 60.2615 | 60.2615
|  | v3 capture Low | EUR/MWh |  |  |  |  | 0 | 66.5928 | 65.9353 | 60.775 | 56.9517 | 52.4267 | 54.4268 | 53.0953 | 53.4378 | 51.4543 | 51.3659 | 51.4046 | 53.3881 | 52.9074 | 52.6311 | 51.9019 | 51.2665 | 51.7251 | 51.8963 | 51.4709 | 52.482 | 52.6919 | 52.5925 | 51.5483 | 51.6643 | 51.0399 | 50.5261 | 49.5592 | 50.1173 | 49.9294 | 49.7692 | 49.1559 | 49.6642 | 50.9018 | 51.7858 | 51.2223 | 51.2223 | 51.2223 | 51.2223 | 51.2223
|  | v3 capture High | EUR/MWh |  |  |  |  | 0 | 90.0962 | 89.2066 | 82.225 | 77.0523 | 70.9303 | 73.6362 | 71.8347 | 72.2982 | 69.6147 | 69.4951 | 69.5474 | 72.2309 | 71.5806 | 71.2069 | 70.2202 | 69.3605 | 69.981 | 70.2127 | 69.6371 | 71.005 | 71.2891 | 71.1545 | 69.7417 | 69.8987 | 69.0541 | 68.3589 | 67.0507 | 67.8057 | 67.5516 | 67.3348 | 66.5051 | 67.1928 | 68.8672 | 70.0632 | 69.3007 | 69.3007 | 69.3007 | 69.3007 | 69.3007
|  | DC 4h direct | EUR/MWh |  |  |  |  | 0 | 0 | 107.454 | 97.3856 | 90.5761 | 82.5179 | 82.8206 | 77.0899 | 76.0439 | 71.1067 | 69.4358 | 68.22 | 70.3869 | 69.7856 | 68.1024 | 65.2511 | 62.521 | 62.6574 | 62.2634 | 61.0063 | 62.5756 | 62.3782 | 62.0202 | 59.2423 | 70.8269 | 68.0892 | 66.5775 | 64.5692 | 63.5251 | 62.2032 | 61.1448 | 59.041 | 58.8771 | 57.9147 | 57.8271 | 56.5852 | 56.5852 | 56.5852 | 56.5852 | 56.5852
|  | DC 2h direct | EUR/MWh |  |  |  |  | 0 | 0 | 83.4169 | 74.7685 | 70.3865 | 62.2141 | 63.4219 | 58.8283 | 59.0968 | 54.4003 | 53.2869 | 53.2531 | 56.0799 | 56.2132 | 54.98 | 52.881 | 50.6848 | 50.9388 | 50.5877 | 49.7533 | 51.491 | 51.8876 | 51.8189 | 52.6801 | 51.9499 | 50.7012 | 50.2257 | 48.9317 | 48.6341 | 47.8374 | 47.3258 | 46.0799 | 46.141 | 45.7543 | 46.241 | 45.5871 | 45.5871 | 45.5871 | 45.5871 | 45.5871
|  | DC 2h 1.5cy direct | EUR/MWh |  |  |  |  | 0 | 0 | 82.6942 | 73.7871 | 69.8531 | 61.3893 | 62.2528 | 57.136 | 56.9753 | 51.8187 | 50.2942 | 49.478 | 52.956 | 52.8173 | 51.6584 | 49.2006 | 47.1323 | 47.5719 | 46.9772 | 46.1999 | 48.6875 | 48.8287 | 49.5554 | 48.0068 | 47.7335 | 46.9604 | 46.8345 | 46.0482 | 45.3386 | 44.7873 | 44.3848 | 43.5472 | 43.4229 | 42.6613 | 42.8635 | 42.4297 | 42.4297 | 42.4297 | 42.4297 | 42.4297
|  | DC 4h 2030 direct | EUR/MWh |  |  |  |  | 0 | 0 | 0 | 0 | 0 | 85.8492 | 86.0313 | 79.6769 | 78.4119 | 73.2255 | 71.35 | 69.7956 | 71.8704 | 71.3981 | 69.7894 | 66.8367 | 63.8248 | 64.1133 | 63.5876 | 62.2961 | 63.8836 | 63.5827 | 63.2048 | 60.4582 | 59.5795 | 58.0049 | 57.1713 | 67.7246 | 66.1817 | 64.5164 | 62.97 | 60.8629 | 60.4075 | 59.4338 | 59.067 | 57.9818 | 57.9818 | 57.9818 | 57.9818 | 57.9818
|  | DC 2h 1.5cy 2030 direct | EUR/MWh |  |  |  |  | 0 | 0 | 0 | 0 | 0 | 62.6939 | 63.2796 | 57.9206 | 57.4874 | 52.199 | 50.689 | 49.6492 | 53.2747 | 52.839 | 51.7304 | 49.5024 | 47.2563 | 47.8687 | 47.3048 | 46.6777 | 48.5551 | 48.6616 | 49.4492 | 48.3998 | 47.8786 | 46.9726 | 46.8601 | 46.2624 | 45.5977 | 45.0398 | 44.5266 | 43.77 | 43.6263 | 42.8758 | 42.8681 | 42.3664 | 42.3664 | 42.3664 | 42.3664 | 42.3664
|  | DC 4h transfer | EUR/MWh |  |  |  |  | 0 | 0 | 36.5514 | 36.0974 | 35.9964 | 29.777 | 31.6361 | 27.4286 | 30.3525 | 26.813 | 26.5965 | 26.4609 | 28.1635 | 29.4927 | 28.0371 | 27.2333 | 25.0667 | 24.1914 | 24.2165 | 22.6253 | 23.3825 | 24.4625 | 22.629 | 18.9154 | 22.4668 | 20.9732 | 20.3422 | 18.8503 | 19.5503 | 19.0554 | 18.4011 | 17.8 | 18.2656 | 19.4126 | 20.6359 | 20.3404 | 20.3404 | 20.3404 | 20.3404 | 20.3404
|  | DC 2h transfer | EUR/MWh |  |  |  |  | 0 | 0 | 33.024 | 33.1412 | 33.466 | 31.0455 | 33.1725 | 28.5916 | 31.5536 | 28.8619 | 29.0658 | 27.3554 | 29.1028 | 29.1597 | 28.653 | 26.5646 | 24.2866 | 22.538 | 23.4624 | 21.4151 | 22.2145 | 22.97 | 21.3943 | 18.4728 | 19.2497 | 17.755 | 16.6317 | 15.7694 | 16.7232 | 16.1984 | 15.4406 | 15.0451 | 16.0263 | 17.1819 | 19.0486 | 19.1732 | 19.1732 | 19.1732 | 19.1732 | 19.1732
|  | DC 2h 1.5cy transfer | EUR/MWh |  |  |  |  | 0 | 0 | 44.6174 | 43.8994 | 41.9825 | 37.0503 | 40.4706 | 37.2427 | 41.0922 | 38.5871 | 39.5728 | 40.7435 | 41.3963 | 42.3267 | 41.6837 | 40.9204 | 38.6793 | 37.6276 | 38.9066 | 40.7589 | 40.8745 | 41.9665 | 39.1755 | 33.6346 | 33.6392 | 32.2059 | 30.7088 | 28.6856 | 30.502 | 29.2985 | 28.745 | 27.0119 | 28.0576 | 30.7316 | 33.2035 | 32.245 | 32.245 | 32.245 | 32.245 | 32.245
|  | DC 4h 2030 transfer | EUR/MWh |  |  |  |  | 0 | 0 | 0 | 0 | 0 | 30.3158 | 31.8498 | 27.7096 | 30.2829 | 26.7358 | 26.6185 | 27.0866 | 28.8146 | 29.7757 | 28.066 | 27.108 | 25.2432 | 24.128 | 24.2298 | 22.6972 | 23.539 | 24.7189 | 23.0262 | 18.7785 | 19.5429 | 18.7796 | 18.6759 | 19.9333 | 20.0721 | 19.5998 | 18.8595 | 17.9561 | 18.9788 | 19.6403 | 21.1611 | 20.7724 | 20.7724 | 20.7724 | 20.7724 | 20.7724
|  | DC 2h 1.5cy 2030 transfer | EUR/MWh |  |  |  |  | 0 | 0 | 0 | 0 | 0 | 37.2925 | 40.3756 | 37.0683 | 41.3878 | 38.8457 | 39.6299 | 41.1268 | 41.4224 | 43.0927 | 42.2758 | 40.6865 | 38.9631 | 37.4597 | 38.5304 | 36.5292 | 37.4545 | 39.2852 | 40.5948 | 34.121 | 34.5197 | 33.433 | 31.9761 | 29.3669 | 30.864 | 29.7546 | 29.4989 | 27.4817 | 28.488 | 30.9038 | 33.8273 | 33.1595 | 33.1595 | 33.1595 | 33.1595 | 33.1595
|  | Baseload (info) | EUR/MWh |  |  |  |  | 0 | 120.53 | 119.34 | 110 | 103.08 | 94.89 | 98.51 | 96.1 | 96.72 | 93.13 | 92.97 | 93.04 | 96.63 | 95.76 | 95.26 | 93.94 | 92.79 | 93.62 | 93.93 | 93.16 | 94.99 | 95.37 | 95.19 | 93.3 | 93.51 | 92.38 | 91.45 | 89.7 | 90.71 | 90.37 | 90.08 | 88.97 | 89.89 | 92.13 | 93.73 | 92.71 | 92.71 | 92.71 | 92.71 | 92.71
EUR/MWh
EUR/MWh
|  | Aurora euro inflation index (2025 = 1; +2 % a year after 2060) | index | Aurora Common Assumptions row 14 |  |  |  | 1 | 1.019 | 1.0404 | 1.0614 | 1.083 | 1.1052 | 1.1273 | 1.1498 | 1.1728 | 1.1963 | 1.2202 | 1.2446 | 1.2695 | 1.2949 | 1.3208 | 1.3472 | 1.3741 | 1.4016 | 1.4297 | 1.4583 | 1.4874 | 1.5172 | 1.5475 | 1.5785 | 1.61 | 1.6422 | 1.6751 | 1.7086 | 1.7427 | 1.7776 | 1.8132 | 1.8494 | 1.8864 | 1.9241 | 1.9626 | 2.0019 | 2.0419 | 2.0827 | 2.1244 | 2.1669
x |  | BESS storage total cashflow, real 2025 (Aurora block row s+27; v3: Aurora_Curve AB) |  | Fixed Aurora dispatch: no re-optimisation
|  | Year | [5 empty] | 2025 | 2026 | 2027 | 2028 | 2029 | 2030 | 2031 | 2032 | 2033 | 2034 | 2035 | 2036 | 2037 | 2038 | 2039 | 2040 | 2041 | 2042 | 2043 | 2044 | 2045 | 2046 | 2047 | 2048 | 2049 | 2050 | 2051 | 2052 | 2053 | 2054 | 2055 | 2056 | 2057 | 2058 | 2059 | 2060 | 2061 | 2062 | 2063 | 2064
|  | v3 BESS | EUR k/MW |  |  |  |  | 0 | 0 | 93.389 | 78.5189 | 59.4351 | 51.3737 | 50.1881 | 52.5388 | 46.6652 | 42.6646 | 42.5662 | 39.6419 | 40.8539 | 39.2192 | 39.0259 | 38.0514 | 35.7221 | 37.4253 | 36.8702 | 36.753 | 36.5917 | 36.372 | 37.2009 | 37.7715 | 45.424 | 43.5329 | 42.6986 | 42.5168 | 40.7225 | 39.7251 | 39.3999 | 40.3532 | 38.6807 | 38.3092 | 37.976 | 37.0486 | 37.0486 | 37.0486 | 37.0486 | 37.0486
|  | DC 4h | EUR k/MW |  |  |  |  | 0 | 0 | 186.9751 | 163.0964 | 126.1987 | 110.6063 | 109.7652 | 116.9016 | 104.5569 | 100.306 | 101.6863 | 93.1984 | 90.1416 | 87.4808 | 86.93 | 89.1015 | 87.4713 | 86.6951 | 83.1562 | 80.8572 | 80.2517 | 82.5953 | 80.4917 | 81.955 | 102.8596 | 101.8349 | 100.5564 | 98.6447 | 98.9139 | 96.6053 | 96.5951 | 96.8796 | 92.8973 | 94.0855 | 94.2926 | 91.149 | 91.149 | 91.149 | 91.149 | 91.149
|  | DC 2h | EUR k/MW |  |  |  |  | 0 | 0 | 140.4308 | 118.1552 | 88.967 | 78.6302 | 75.4331 | 80.1469 | 71.3895 | 68.8165 | 69.6577 | 63.1494 | 61.1057 | 59.1895 | 59.4511 | 60.4696 | 59.1158 | 58.3142 | 56.0644 | 54.1969 | 53.1164 | 54.9595 | 54.0402 | 73.1105 | 71.1662 | 69.2694 | 68.6226 | 67.2304 | 66.68 | 65.3532 | 64.438 | 64.0817 | 62.3726 | 62.8922 | 63.2304 | 61.7502 | 61.7502 | 61.7502 | 61.7502 | 61.7502
|  | DC 2h 1.5cy | EUR k/MW |  |  |  |  | 0 | 0 | 146.228 | 120.9295 | 89.6101 | 74.5597 | 71.6665 | 77.9901 | 68.3295 | 64.027 | 64.5663 | 58.3981 | 56.7455 | 54.2006 | 54.7378 | 55.3215 | 53.8785 | 52.7283 | 50.2544 | 66.5181 | 64.2326 | 65.9816 | 64.4836 | 64.9503 | 63.2314 | 62.1391 | 61.5696 | 60.5686 | 59.9258 | 57.9398 | 57.7051 | 57.858 | 54.8881 | 54.9698 | 54.8873 | 53.0999 | 53.0999 | 53.0999 | 53.0999 | 53.0999
|  | Standalone 2h | EUR k/MW |  |  |  |  | 0 | 0 | 118.4258 | 98.0628 | 68.6714 | 53.1797 | 51.9933 | 58.8889 | 49.5897 | 46.3143 | 47.7611 | 40.6725 | 40.2423 | 38.5176 | 40.2868 | 41.8406 | 40.3513 | 40.7063 | 37.2881 | 36.4218 | 36.3753 | 38.7011 | 38.1575 | 50.0826 | 49.1818 | 49.5185 | 49.7794 | 50.1885 | 49.5318 | 47.8045 | 48.0167 | 48.4369 | 45.5209 | 46.3909 | 46.8778 | 45.1619 | 45.1619 | 45.1619 | 45.1619 | 45.1619
|  | DC 4h 2030 | EUR k/MW |  |  |  |  | 0 | 0 | 0 | 0 | 0 | 114.6725 | 113.8847 | 120.598 | 108.5219 | 104.0115 | 105.1198 | 96.456 | 93.6474 | 90.5008 | 90.2369 | 92.0389 | 90.558 | 89.3709 | 85.9617 | 83.5691 | 82.7773 | 85.2217 | 83.0646 | 84.8012 | 84.106 | 83.9301 | 83.391 | 102.911 | 102.4465 | 100.1236 | 99.7247 | 99.945 | 96.4661 | 97.3219 | 97.1569 | 94.1399 | 94.1399 | 94.1399 | 94.1399 | 94.1399
|  | DC 2h 1.5cy 2030 | EUR k/MW |  |  |  |  | 0 | 0 | 0 | 0 | 0 | 79.3805 | 75.6259 | 82.0403 | 71.5105 | 67.3926 | 67.8558 | 61.4069 | 59.7992 | 57.0144 | 57.4563 | 58.0743 | 56.6009 | 55.4821 | 52.8325 | 51.2873 | 50.4936 | 52.1989 | 69.0414 | 69.067 | 66.6826 | 65.9011 | 64.3937 | 63.4244 | 62.7278 | 60.6459 | 60.1296 | 60.3149 | 57.3078 | 57.5871 | 57.4203 | 55.5662 | 55.5662 | 55.5662 | 55.5662 | 55.5662
EUR k/MW
EUR k/MW
x |  | BESS discharge volume (s+11; v3: U) |  | Aurora Q2-26 Degraded batteries
|  | Year | [5 empty] | 2025 | 2026 | 2027 | 2028 | 2029 | 2030 | 2031 | 2032 | 2033 | 2034 | 2035 | 2036 | 2037 | 2038 | 2039 | 2040 | 2041 | 2042 | 2043 | 2044 | 2045 | 2046 | 2047 | 2048 | 2049 | 2050 | 2051 | 2052 | 2053 | 2054 | 2055 | 2056 | 2057 | 2058 | 2059 | 2060 | 2061 | 2062 | 2063 | 2064
|  | v3 BESS | MWh/MW |  |  |  |  | 0 | 0 | 848.1862 | 818.64 | 792.487 | 776.0645 | 761.7584 | 746.2286 | 731.7511 | 724.6572 | 713.1177 | 700.9989 | 686.9056 | 678.3338 | 670.0221 | 664.406 | 645.7785 | 642.5272 | 637.4313 | 625.1234 | 613.4184 | 604.415 | 594.1347 | 594.2825 | 850.6041 | 817.5936 | 791.6653 | 780.9357 | 760.6057 | 748.5696 | 736.7523 | 724.1192 | 711.4033 | 697.9603 | 687.8101 | 680.9999 | 680.9999 | 680.9999 | 680.9999 | 680.9999
|  | DC 4h | MWh/MW |  |  |  |  | 0 | 0 | 1434.7848 | 1384.8003 | 1340.5561 | 1312.7766 | 1288.5815 | 1262.3118 | 1237.8223 | 1225.8242 | 1206.3021 | 1185.803 | 1161.9555 | 1147.4598 | 1133.4 | 1123.9041 | 1092.3891 | 1086.8921 | 1078.267 | 1057.4522 | 1037.6458 | 1022.4241 | 1005.0335 | 1005.285 | 1438.8674 | 1383.0321 | 1339.1729 | 1321.0198 | 1286.6306 | 1266.273 | 1246.2818 | 1224.9121 | 1203.4042 | 1180.6573 | 1163.4895 | 1151.9674 | 1151.9674 | 1151.9674 | 1151.9674 | 1151.9674
|  | DC 2h | MWh/MW |  |  |  |  | 0 | 0 | 712.3509 | 688.6982 | 665.703 | 653.2652 | 639.3999 | 629.5161 | 616.2256 | 605.2513 | 595.5071 | 579.5399 | 578.7023 | 561.0006 | 555.778 | 541.5227 | 538.2088 | 523.3061 | 514.094 | 509.7306 | 500.7961 | 490.2742 | 480.1679 | 710.0536 | 685.1107 | 665.2613 | 650.5235 | 637.3312 | 624.2684 | 614.5609 | 603.9233 | 594.8956 | 585.4358 | 571.6791 | 560.9528 | 554.2174 | 554.2174 | 554.2174 | 554.2174 | 554.2174
|  | DC 2h 1.5cy | MWh/MW |  |  |  |  | 0 | 0 | 1066.1522 | 1025.5952 | 993.6644 | 959.8323 | 943.1253 | 918.7068 | 900.6778 | 883.828 | 863.2248 | 845.1306 | 824.5823 | 804.1538 | 788.5171 | 774.9674 | 756.4003 | 741.3062 | 732.253 | 1070.2 | 1022.0128 | 989.9388 | 962.4095 | 945.4755 | 917.2888 | 899.7593 | 878.3704 | 862.7694 | 842.8006 | 824.6187 | 801.4475 | 790.5075 | 769.9436 | 751.9091 | 738.214 | 713.2903 | 713.2903 | 713.2903 | 713.2903 | 713.2903
|  | Standalone 2h | MWh/MW |  |  |  |  | 0 | 0 | 712.5231 | 686.2803 | 661.9795 | 649.4105 | 639.0066 | 628.8798 | 616.6654 | 604.907 | 588.7053 | 583.3996 | 580.1448 | 567.939 | 551.9121 | 545.6232 | 543.7786 | 520.7824 | 518.5894 | 506.5296 | 488.3419 | 483.7264 | 479.1478 | 710.4282 | 689.6596 | 671.3585 | 655.4655 | 633.5158 | 621.5539 | 617.0164 | 600.1827 | 593.5401 | 582.0701 | 575.9856 | 563.0132 | 554.5286 | 554.5286 | 554.5286 | 554.5286 | 554.5286
|  | DC 4h 2030 | MWh/MW |  |  |  |  | 0 | 0 | 0 | 0 | 0 | 1432.9301 | 1381.576 | 1352.0633 | 1307.3702 | 1281.5431 | 1260.9787 | 1252.4727 | 1222.8934 | 1206.41 | 1182.2123 | 1167.7608 | 1139.9153 | 1129.2583 | 1115.7535 | 1100.3738 | 1086.223 | 1067.2913 | 1049.8782 | 1037.0855 | 1021.2336 | 1008.1694 | 998.872 | 1437.6374 | 1377.2843 | 1347.1813 | 1310.9826 | 1285.4215 | 1265.2348 | 1237.7721 | 1222.2864 | 1209.9598 | 1209.9598 | 1209.9598 | 1209.9598 | 1209.9598
|  | DC 2h 1.5cy 2030 | MWh/MW |  |  |  |  | 0 | 0 | 0 | 0 | 0 | 1062.8112 | 1021.0947 | 987.7631 | 965.9791 | 941.2054 | 922.9364 | 903.5605 | 874.8549 | 861.7215 | 842.529 | 818.8358 | 803.0081 | 786.4543 | 768.9389 | 760.1231 | 736.1893 | 728.5044 | 1069.1758 | 1023.663 | 991.3815 | 964.7819 | 947.2172 | 924.0063 | 894.7314 | 878.0787 | 861.4417 | 846.7917 | 819.5796 | 804.0606 | 791.4333 | 777.845 | 777.845 | 777.845 | 777.845 | 777.845
MWh/MW
MWh/MW
x |  | BESS charge from PV (s+13, negative; v3: Z) |  | Aurora Q2-26 Degraded batteries
|  | Year | [5 empty] | 2025 | 2026 | 2027 | 2028 | 2029 | 2030 | 2031 | 2032 | 2033 | 2034 | 2035 | 2036 | 2037 | 2038 | 2039 | 2040 | 2041 | 2042 | 2043 | 2044 | 2045 | 2046 | 2047 | 2048 | 2049 | 2050 | 2051 | 2052 | 2053 | 2054 | 2055 | 2056 | 2057 | 2058 | 2059 | 2060 | 2061 | 2062 | 2063 | 2064
|  | v3 BESS | MWh/MW |  |  |  |  | 0 | 0 | -992.69 | -1020.72 | -1012.64 | -1008.41 | -990.23 | -965.73 | -971.99 | -972.86 | -968 | -946.55 | -903.12 | -915.28 | -884.89 | -884.95 | -864.13 | -842.22 | -840.99 | -817.13 | -792.77 | -779.27 | -745.07 | -713.84 | -1040.09 | -993.66 | -962 | -930.54 | -926.41 | -914.1 | -891.8 | -870.14 | -864.32 | -866.71 | -855.43 | -841.29 | -841.29 | -841.29 | -841.29 | -841.29
|  | DC 4h | MWh/MW |  |  |  |  | 0 | 0 | -992.693 | -1020.716 | -1012.6381 | -1008.4149 | -990.2291 | -965.7277 | -971.9878 | -972.8615 | -967.9964 | -946.5485 | -903.1229 | -915.2843 | -884.8901 | -884.9463 | -864.1254 | -842.2233 | -840.9919 | -817.1254 | -792.7673 | -779.2749 | -745.0659 | -713.8381 | -1040.0928 | -993.6577 | -961.9961 | -930.5436 | -926.4061 | -914.0978 | -891.804 | -870.1369 | -864.3226 | -866.7103 | -855.4343 | -841.2945 | -841.2945 | -841.2945 | -841.2945 | -841.2945
|  | DC 2h | MWh/MW |  |  |  |  | 0 | 0 | -517.3994 | -503.7583 | -494.1989 | -515.2698 | -504.7877 | -483.863 | -489.0842 | -489.7267 | -487.432 | -465.7525 | -443.8682 | -439.4731 | -428.345 | -417.9616 | -406.94 | -383.0617 | -386.7018 | -371.9394 | -360.4408 | -353.9973 | -343.1401 | -484.8558 | -469.4509 | -444.4129 | -426.2355 | -414.2078 | -415.6685 | -410.5432 | -394.779 | -389.4948 | -392.6293 | -390.393 | -391.8504 | -394.1331 | -394.1331 | -394.1331 | -394.1331 | -394.1331
|  | DC 2h 1.5cy | MWh/MW |  |  |  |  | 0 | 0 | -650.4299 | -639.8194 | -617.5873 | -597.345 | -594.6137 | -578.7215 | -591.2118 | -581.8977 | -581.9003 | -577.2805 | -538.7837 | -537.9305 | -519.6723 | -524.5681 | -507.6439 | -479.08 | -487.2733 | -740.3092 | -680.2348 | -665.9722 | -613.3353 | -567.8902 | -554.2333 | -532.0925 | -508.0145 | -485.7871 | -489.8271 | -475.8014 | -461.7635 | -446.2679 | -442.9492 | -454.3854 | -456.7935 | -441.7761 | -441.7761 | -441.7761 | -441.7761 | -441.7761
|  | Standalone 2h | MWh/MW |  |  |  |  | 0 | 0 | 0 | 0 | 0 | 0 | 0 | 0 | 0 | 0 | 0 | 0 | 0 | 0 | 0 | 0 | 0 | 0 | 0 | 0 | 0 | 0 | 0 | 0 | 0 | 0 | 0 | 0 | 0 | 0 | 0 | 0 | 0 | 0 | 0 | 0 | 0 | 0 | 0 | 0
|  | DC 4h 2030 | MWh/MW |  |  |  |  | 0 | 0 | 0 | 0 | 0 | -1071.4204 | -1044.757 | -1014.2627 | -1013.5967 | -1011.5912 | -1007.7716 | -993.8989 | -950.3084 | -957.0417 | -924.4054 | -919.6636 | -901.5511 | -876.6172 | -875.8918 | -852.5513 | -829.9174 | -816.4418 | -784.6512 | -744.1122 | -736.0749 | -713.2323 | -702.2115 | -1011.9574 | -991.5478 | -972.4836 | -940.4839 | -913.0888 | -915.8067 | -908.3801 | -898.62 | -888.023 | -888.023 | -888.023 | -888.023 | -888.023
|  | DC 2h 1.5cy 2030 | MWh/MW |  |  |  |  | 0 | 0 | 0 | 0 | 0 | -662.6859 | -644.3778 | -621.5006 | -637.3417 | -625.1301 | -623.7912 | -620.8763 | -574.6961 | -582.8038 | -560.52 | -556.3018 | -542.1517 | -508.5856 | -515.2126 | -493.5114 | -468.1253 | -471.2488 | -695.717 | -620.2404 | -603.6036 | -580.6443 | -552.8884 | -523.3674 | -523.2491 | -510.577 | -495.1327 | -479.3851 | -473.8725 | -484.5135 | -490.5091 | -477.1921 | -477.1921 | -477.1921 | -477.1921 | -477.1921
MWh/MW
MWh/MW
x |  | BESS charge from the grid (s+12, negative) |  | Aurora Q2-26 Degraded batteries
|  | Year | [5 empty] | 2025 | 2026 | 2027 | 2028 | 2029 | 2030 | 2031 | 2032 | 2033 | 2034 | 2035 | 2036 | 2037 | 2038 | 2039 | 2040 | 2041 | 2042 | 2043 | 2044 | 2045 | 2046 | 2047 | 2048 | 2049 | 2050 | 2051 | 2052 | 2053 | 2054 | 2055 | 2056 | 2057 | 2058 | 2059 | 2060 | 2061 | 2062 | 2063 | 2064
|  | v3 BESS | MWh/MW |  |  |  |  | 0 | 0 | 0 | 0 | 0 | 0 | 0 | 0 | 0 | 0 | 0 | 0 | 0 | 0 | 0 | 0 | 0 | 0 | 0 | 0 | 0 | 0 | 0 | 0 | 0 | 0 | 0 | 0 | 0 | 0 | 0 | 0 | 0 | 0 | 0 | 0 | 0 | 0 | 0 | 0
|  | DC 4h | MWh/MW |  |  |  |  | 0 | 0 | -751.2864 | -663.4651 | -620.4226 | -590.1511 | -581.2038 | -575.7633 | -541.5601 | -528.8797 | -511.5346 | -508.937 | -526.8934 | -498.3811 | -514.227 | -503.7885 | -488.2364 | -508.2008 | -499.9489 | -500.0408 | -503.0987 | -497.3492 | -514.4342 | -548.9479 | -707.1955 | -688.1043 | -668.9565 | -681.6947 | -644.5721 | -635.1304 | -635.2884 | -632.3477 | -615.0227 | -586.0777 | -576.8672 | -579.511 | -579.511 | -579.511 | -579.511 | -579.511
|  | DC 2h | MWh/MW |  |  |  |  | 0 | 0 | -347.6785 | -334.7215 | -317.3204 | -279.9947 | -274.184 | -284.6455 | -264.1303 | -252.1148 | -243.3016 | -245.6454 | -269.7053 | -252.9954 | -259.1878 | -251.4076 | -260.6881 | -267.8176 | -253.5324 | -263.1216 | -265.6707 | -259.7332 | -258.867 | -378.8037 | -364.7047 | -367.2423 | -368.8609 | -364.9482 | -349.604 | -343.8662 | -347.9981 | -342.3159 | -329.467 | -314.5788 | -300.6764 | -290.7825 | -290.7825 | -290.7825 | -290.7825 | -290.7825
|  | DC 2h 1.5cy | MWh/MW |  |  |  |  | 0 | 0 | -648.9276 | -610.5478 | -596.4748 | -577.1503 | -560.9511 | -547.884 | -514.9899 | -505.2159 | -481.2368 | -464.265 | -480.4362 | -457.1898 | -458.0056 | -437.0266 | -432.9845 | -444.4669 | -426.1214 | -560.5034 | -565.2208 | -541.9868 | -564.0306 | -591.3151 | -572.6273 | -575.2851 | -575.0448 | -578.9904 | -552.5018 | -545.7321 | -532.6169 | -535.5037 | -515.3269 | -482.2134 | -463.7748 | -448.5883 | -448.5883 | -448.5883 | -448.5883 | -448.5883
|  | Standalone 2h | MWh/MW |  |  |  |  | 0 | 0 | -881.3139 | -851.0525 | -822.1819 | -807.1075 | -794.1314 | -782.7696 | -768.8954 | -756.5477 | -737.152 | -730.5183 | -729.2717 | -714.4209 | -695.4723 | -687.8487 | -687.2412 | -659.66 | -657.8909 | -642.4973 | -621.4257 | -616.3424 | -611.5816 | -879.3794 | -855.1788 | -833.3015 | -814.6477 | -787.8515 | -775.1292 | -770.8944 | -750.7795 | -742.1558 | -730.548 | -723.8919 | -707.5733 | -697.5052 | -697.5052 | -697.5052 | -697.5052 | -697.5052
|  | DC 4h 2030 | MWh/MW |  |  |  |  | 0 | 0 | 0 | 0 | 0 | -666.9335 | -632.8336 | -629.8796 | -577.9802 | -551.239 | -531.7119 | -537.4964 | -547.6881 | -522.4598 | -528.0846 | -516.5111 | -503.0161 | -519.7802 | -504.9352 | -511.6462 | -520.2623 | -510.3599 | -524.8081 | -551.4232 | -540.3522 | -549.273 | -550.3775 | -735.7386 | -682.378 | -668.0767 | -658.3559 | -656.3287 | -632.0741 | -607.5842 | -599.6657 | -597.5671 | -597.5671 | -597.5671 | -597.5671 | -597.5671
|  | DC 2h 1.5cy 2030 | MWh/MW |  |  |  |  | 0 | 0 | 0 | 0 | 0 | -631.8796 | -601.0095 | -584.3465 | -543.5431 | -527.2562 | -507.6169 | -487.2743 | -501.5916 | -478.4422 | -479.1319 | -454.9382 | -451.7016 | -466.6709 | -439.5721 | -451.7961 | -449.1225 | -437.8198 | -605.5964 | -628.9652 | -608.5447 | -600.9962 | -609.5412 | -611.6988 | -578.1181 | -572.0473 | -568.7781 | -567.3989 | -541.3868 | -512.4447 | -491.814 | -489.4514 | -489.4514 | -489.4514 | -489.4514 | -489.4514
MWh/MW
MWh/MW
x |  | Stack kept with PV-only charging: [(s+14+s+16)×MIN(1,−s+13×RTE÷(s+5+s+7))+s+20+s+22]÷s+27 |  | Aurora s+5…s+27, Inputs C17; v3: scaled
|  | Year | [5 empty] | 2025 | 2026 | 2027 | 2028 | 2029 | 2030 | 2031 | 2032 | 2033 | 2034 | 2035 | 2036 | 2037 | 2038 | 2039 | 2040 | 2041 | 2042 | 2043 | 2044 | 2045 | 2046 | 2047 | 2048 | 2049 | 2050 | 2051 | 2052 | 2053 | 2054 | 2055 | 2056 | 2057 | 2058 | 2059 | 2060 | 2061 | 2062 | 2063 | 2064
|  | v3 BESS | factor | bar: 2025 to 2064
|  | DC 4h | factor |  |  |  |  | 1 | 1 | 0.77913 | 0.83311 | 0.87953 | 0.93621 | 0.93592 | 0.91366 | 0.96269 | 0.98225 | 0.96019 | 0.99842 | 1.0154 | 1.0299 | 1.0052 | 0.97385 | 0.97115 | 0.98765 | 1.0333 | 1.0369 | 1.027 | 0.95515 | 0.96677 | 0.91908 | 0.9627 | 0.92964 | 0.90956 | 0.89029 | 0.89026 | 0.9036 | 0.88243 | 0.86684 | 0.90559 | 0.91542 | 0.90723 | 0.91179 | 0.91179 | 0.91179 | 0.91179 | 0.91179
|  | DC 2h | factor |  |  |  |  | 1 | 1 | 0.67483 | 0.71193 | 0.73964 | 0.78681 | 0.79375 | 0.77682 | 0.83034 | 0.83859 | 0.80944 | 0.84382 | 0.85827 | 0.86398 | 0.83935 | 0.8083 | 0.80379 | 0.80786 | 0.83728 | 0.85071 | 0.85339 | 0.80398 | 0.81313 | 0.78976 | 0.78445 | 0.75812 | 0.74393 | 0.72558 | 0.73118 | 0.74618 | 0.73058 | 0.72942 | 0.76253 | 0.77192 | 0.74918 | 0.75349 | 0.75349 | 0.75349 | 0.75349 | 0.75349
|  | DC 2h 1.5cy | factor |  |  |  |  | 1 | 1 | 0.68844 | 0.73416 | 0.78542 | 0.83604 | 0.85212 | 0.81392 | 0.88463 | 0.90442 | 0.88212 | 0.92853 | 0.9338 | 0.95174 | 0.91828 | 0.89807 | 0.89575 | 0.90306 | 0.95028 | 0.99698 | 0.97339 | 0.91519 | 0.91008 | 0.86362 | 0.86371 | 0.84103 | 0.82188 | 0.79721 | 0.80654 | 0.8271 | 0.80775 | 0.79091 | 0.83732 | 0.85336 | 0.85636 | 0.85999 | 0.85999 | 0.85999 | 0.85999 | 0.85999
|  | Standalone 2h | factor | bar: 2025 to 2064
|  | DC 4h 2030 | factor |  |  |  |  | 1 | 1 | 1 | 1 | 1 | 0.93644 | 0.93682 | 0.91272 | 0.96158 | 0.97972 | 0.9599 | 1.0009 | 1.0132 | 1.0302 | 1.0046 | 0.97568 | 0.97149 | 0.99095 | 1.0338 | 1.0402 | 1.0328 | 0.96346 | 0.97376 | 0.91836 | 0.91169 | 0.87668 | 0.86418 | 0.90507 | 0.90595 | 0.91444 | 0.89066 | 0.87278 | 0.91213 | 0.91833 | 0.91451 | 0.92015 | 0.92015 | 0.92015 | 0.92015 | 0.92015
|  | DC 2h 1.5cy 2030 | factor |  |  |  |  | 1 | 1 | 1 | 1 | 1 | 0.85258 | 0.86558 | 0.82292 | 0.89651 | 0.91068 | 0.88915 | 0.93335 | 0.93699 | 0.95663 | 0.92282 | 0.9026 | 0.89896 | 0.90335 | 0.95153 | 0.95821 | 0.94089 | 0.89609 | 0.92719 | 0.87502 | 0.87239 | 0.84373 | 0.8347 | 0.80276 | 0.8138 | 0.83262 | 0.8167 | 0.79624 | 0.84201 | 0.85757 | 0.85822 | 0.86947 | 0.86947 | 0.86947 | 0.86947 | 0.86947
factor
factor
x |  | aFRR-down and FCR capacity share of the stack: (s+23+s+24)÷s+27 |  | Aurora s+23, s+24, s+27; v3: 0
|  | Year | [5 empty] | 2025 | 2026 | 2027 | 2028 | 2029 | 2030 | 2031 | 2032 | 2033 | 2034 | 2035 | 2036 | 2037 | 2038 | 2039 | 2040 | 2041 | 2042 | 2043 | 2044 | 2045 | 2046 | 2047 | 2048 | 2049 | 2050 | 2051 | 2052 | 2053 | 2054 | 2055 | 2056 | 2057 | 2058 | 2059 | 2060 | 2061 | 2062 | 2063 | 2064
|  | v3 BESS | factor |  |  |  |  | 0 | 0 | 0 | 0 | 0 | 0 | 0 | 0 | 0 | 0 | 0 | 0 | 0 | 0 | 0 | 0 | 0 | 0 | 0 | 0 | 0 | 0 | 0 | 0 | 0 | 0 | 0 | 0 | 0 | 0 | 0 | 0 | 0 | 0 | 0 | 0 | 0 | 0 | 0 | 0
|  | DC 4h | factor |  |  |  |  | 0 | 0 | 0.16712 | 0.1251 | 0.11067 | 0.12183 | 0.12357 | 0.11764 | 0.1141 | 0.12046 | 0.13585 | 0.14117 | 0.13681 | 0.14991 | 0.1514 | 0.14701 | 0.14526 | 0.15087 | 0.15549 | 0.15505 | 0.1517 | 0.15771 | 0.16092 | 0.15601 | 0.11886 | 0.12095 | 0.12522 | 0.12656 | 0.12711 | 0.12807 | 0.1263 | 0.12288 | 0.12596 | 0.12194 | 0.1249 | 0.13528 | 0.13528 | 0.13528 | 0.13528 | 0.13528
|  | DC 2h | factor |  |  |  |  | 0 | 0 | 0.27609 | 0.22412 | 0.20638 | 0.2177 | 0.22644 | 0.21399 | 0.20899 | 0.20934 | 0.23248 | 0.24126 | 0.23713 | 0.25564 | 0.25513 | 0.24781 | 0.24564 | 0.25467 | 0.26305 | 0.25823 | 0.25553 | 0.25658 | 0.25948 | 0.18767 | 0.1922 | 0.19739 | 0.20125 | 0.20266 | 0.20565 | 0.20681 | 0.20577 | 0.20183 | 0.20574 | 0.20201 | 0.20732 | 0.22143 | 0.22143 | 0.22143 | 0.22143 | 0.22143
|  | DC 2h 1.5cy | factor |  |  |  |  | 0 | 0 | 0.25031 | 0.21098 | 0.19802 | 0.22401 | 0.23425 | 0.21541 | 0.21669 | 0.22274 | 0.24616 | 0.25589 | 0.25424 | 0.27556 | 0.27336 | 0.26819 | 0.26742 | 0.28086 | 0.28902 | 0.20391 | 0.20711 | 0.21321 | 0.21891 | 0.21588 | 0.22095 | 0.22404 | 0.22929 | 0.23094 | 0.23416 | 0.23855 | 0.23612 | 0.23103 | 0.24054 | 0.23794 | 0.24241 | 0.25544 | 0.25544 | 0.25544 | 0.25544 | 0.25544
|  | Standalone 2h | factor |  |  |  |  | 0 | 0 | 0 | 0 | 0 | 0 | 0 | 0 | 0 | 0 | 0 | 0 | 0 | 0 | 0 | 0 | 0 | 0 | 0 | 0 | 0 | 0 | 0 | 0 | 0 | 0 | 0 | 0 | 0 | 0 | 0 | 0 | 0 | 0 | 0 | 0 | 0 | 0 | 0 | 0
|  | DC 4h 2030 | factor |  |  |  |  | 0 | 0 | 0 | 0 | 0 | 0.11316 | 0.11611 | 0.1112 | 0.10852 | 0.11432 | 0.13033 | 0.13486 | 0.1308 | 0.14378 | 0.14497 | 0.14118 | 0.13892 | 0.14502 | 0.14942 | 0.14868 | 0.14624 | 0.15245 | 0.15549 | 0.1505 | 0.15176 | 0.15109 | 0.15539 | 0.11968 | 0.12167 | 0.1228 | 0.12139 | 0.11869 | 0.12127 | 0.11763 | 0.121 | 0.131 | 0.131 | 0.131 | 0.131 | 0.131
|  | DC 2h 1.5cy 2030 | factor |  |  |  |  | 0 | 0 | 0 | 0 | 0 | 0.20809 | 0.22074 | 0.20378 | 0.20541 | 0.21104 | 0.23338 | 0.24288 | 0.24126 | 0.26094 | 0.25972 | 0.25514 | 0.25362 | 0.26662 | 0.27505 | 0.27342 | 0.27031 | 0.2724 | 0.20233 | 0.20217 | 0.20863 | 0.2108 | 0.21857 | 0.22002 | 0.22313 | 0.22707 | 0.22572 | 0.22136 | 0.22987 | 0.22678 | 0.23173 | 0.24631 | 0.24631 | 0.24631 | 0.24631 | 0.24631
factor
factor
x |  | Aurora battery blocks: repower year (first year with repower count ≥ 1, block row s+1) |  | Aurora Degraded batteries
|  | Block (curve code) |  | Repower | Aurora block name
|  | v3 BESS |  | 2048 | v3 Aurora_Curve AB (0.591 scaling)
|  | DC 4h |  | 2048 | Degraded batteries: 2027 solar DC 1.0cy 4h
|  | DC 2h |  | 2048 | Degraded batteries: 2027 solar DC 1.0cy 2h
|  | DC 2h 1.5cy |  | 2043 | Degraded batteries: 2027 solar DC 1.5cy 2h
|  | Standalone 2h |  | 2048 | Degraded batteries: 2027 standalone 1.0cy 2h
|  | DC 4h 2030 |  | 2051 | Degraded batteries: 2030 solar DC 1.0cy 4h
|  | DC 2h 1.5cy 2030 |  | 2046 | Degraded batteries: 2030 solar DC 1.5cy 2h
x |  | Information only: components of the storage total, block DC 4h (never added to the total) |  | Aurora Degraded batteries s+14…s+26
|  | s+14 (Degraded batteries!153) | EUR k/MW |  |  |  |  | 0 | 0 | 157.6131 | 146.8006 | 119.6212 | 101.8478 | 105.8225 | 103.4911 | 95.885 | 81.9211 | 76.5965 | 67.2779 | 73.143 | 64.6199 | 59.8359 | 56.5773 | 53.356 | 51.9912 | 49.7807 | 45.6998 | 43.5793 | 39.8715 | 38.8696 | 37.2742 | 70.9555 | 65.1748 | 61.0394 | 56.7032 | 56.9583 | 55.3732 | 53.7249 | 51.4851 | 50.4346 | 50.7088 | 49.3925 | 47.1547 | 47.1547 | 47.1547 | 47.1547 | 47.1547
|  | s+15 (Degraded batteries!154) | EUR k/MW |  |  |  |  | 0 | 0 | -2.4166 | -0.6009 | 0.48009 | 0.45755 | 0.40669 | 0.26884 | 0.062681 | -0.057667 | -0.027695 | -0.02151 | 0.013476 | 0.018439 | 0.0021938 | -0.012484 | -0.0084202 | -0.00020894 | -0.0011805 | 0.018188 | 0.0040743 | -0.0045444 | -0.0042101 | -0.0048682 | -0.055034 | -0.030662 | -0.02197 | -0.0068218 | -0.005704 | -0.0044713 | -0.00041787 | -0.00047011 | -0.00030296 | -0.01449 | -0.011418 | -0.010113 | -0.010113 | -0.010113 | -0.010113 | -0.010113
|  | s+16 (Degraded batteries!155) | EUR k/MW |  |  |  |  | 0 | 0 | 38.1553 | 39.1466 | 41.0176 | 42.9578 | 48.4429 | 41.7508 | 47.7886 | 49.045 | 43.4168 | 50.9816 | 52.0665 | 52.0591 | 52.4511 | 50.4888 | 48.995 | 50.2214 | 53.629 | 52.9777 | 52.4325 | 49.2335 | 49.5335 | 47.3044 | 59.113 | 54.7695 | 52.6021 | 50.542 | 47.0073 | 47.6491 | 45.9755 | 46.5822 | 47.4086 | 47.7468 | 47.3935 | 46.9001 | 46.9001 | 46.9001 | 46.9001 | 46.9001
|  | s+17 (Degraded batteries!156) | EUR k/MW |  |  |  |  | 0 | 0 | -12.8612 | -11.5867 | -11.1899 | -10.4916 | -10.0508 | -8.9171 | -10.1591 | -11.4505 | -10.8384 | -10.7259 | -8.5579 | -9.5556 | -9.1801 | -9.045 | -7.9065 | -7.1189 | -8.3577 | -7.574 | -7.5043 | -7.6069 | -7.2416 | -6.7513 | -11.9543 | -9.9579 | -8.9241 | -8.6594 | -8.7944 | -8.0753 | -7.7963 | -6.9055 | -7.559 | -8.5721 | -9.6655 | -9.5366 | -9.5366 | -9.5366 | -9.5366 | -9.5366
|  | s+18 (Degraded batteries!157) | EUR k/MW |  |  |  |  | 0 | 0 | 78.4217 | 53.4071 | 45.6621 | 37.3473 | 30.4338 | 37.4092 | 29.607 | 31.4187 | 37.6971 | 32.4379 | 27.1392 | 31.4896 | 31.7444 | 33.7455 | 31.5574 | 32.3803 | 31.0146 | 31.5441 | 33.1304 | 36.218 | 34.3618 | 34.7485 | 39.3818 | 39.9598 | 39.8459 | 41.0935 | 41.4571 | 39.6064 | 40.0709 | 39.6398 | 37.5705 | 38.0208 | 38.8629 | 37.76 | 37.76 | 37.76 | 37.76 | 37.76
|  | s+19 (Degraded batteries!158) | EUR k/MW |  |  |  |  | 0 | 0 | -51.103 | -35.9302 | -31.3596 | -30.6863 | -32.0199 | -29.4007 | -27.8128 | -24.0068 | -22.7099 | -24.4292 | -29.8107 | -27.9141 | -26.5015 | -22.1925 | -20.3709 | -24.0348 | -25.9443 | -26.6358 | -26.1312 | -20.991 | -22.6674 | -20.3182 | -28.0804 | -24.6913 | -22.9926 | -21.562 | -18.9849 | -19.8112 | -18.0156 | -17.6751 | -18.6274 | -17.2547 | -15.0464 | -15.4392 | -15.4392 | -15.4392 | -15.4392 | -15.4392
|  | s+20 (Degraded batteries!159) | EUR k/MW |  |  |  |  | 0 | 0 | -36.2843 | -36.8451 | -36.4513 | -30.0276 | -31.327 | -26.4885 | -29.5022 | -26.0854 | -25.7453 | -25.0465 | -25.4351 | -26.9943 | -24.8098 | -24.1 | -21.6608 | -20.3745 | -20.3659 | -18.4877 | -18.5368 | -19.063 | -16.8601 | -13.5025 | -23.3675 | -20.8402 | -19.5692 | -17.541 | -18.1115 | -17.4185 | -16.4102 | -15.4884 | -15.7873 | -16.8251 | -17.6527 | -17.1123 | -17.1123 | -17.1123 | -17.1123 | -17.1123
|  | s+21 (Degraded batteries!160) | EUR k/MW |  |  |  |  | 0 | 0 | 171.5249 | 154.3914 | 127.7801 | 111.4049 | 111.7083 | 118.1136 | 105.8691 | 100.7844 | 98.389 | 90.4742 | 88.5586 | 83.7231 | 83.5421 | 85.4617 | 83.9618 | 83.0645 | 79.7552 | 77.5422 | 76.974 | 77.6576 | 75.9915 | 78.7502 | 105.993 | 104.384 | 101.9795 | 100.5695 | 99.5263 | 97.3192 | 97.5489 | 97.6376 | 93.4398 | 93.8099 | 93.2729 | 89.7166 | 89.7166 | 89.7166 | 89.7166 | 89.7166
|  | s+22 (Degraded batteries!161) | EUR k/MW |  |  |  |  | 0 | 0 | 9.7881 | 10.8968 | 5.5815 | 5.8249 | 4.2861 | 4.6434 | 5.2008 | 5.4509 | 6.9038 | 6.8998 | 7.195 | 7.6164 | 7.7393 | 7.6986 | 7.431 | 7.8582 | 7.4978 | 7.8078 | 8.2372 | 8.8493 | 9.0665 | 9.1142 | 8.7256 | 8.568 | 8.7672 | 8.8071 | 8.7668 | 8.5446 | 8.4821 | 8.8732 | 8.702 | 8.7623 | 8.889 | 8.8377 | 8.8377 | 8.8377 | 8.8377 | 8.8377
|  | s+23 (Degraded batteries!162) | EUR k/MW |  |  |  |  | 0 | 0 | 26.3409 | 15.653 | 8.9404 | 8.3845 | 8.492 | 8.6067 | 7.187 | 7.4744 | 8.5313 | 7.9217 | 7.5321 | 7.8947 | 7.8516 | 7.6718 | 7.3102 | 7.4952 | 7.4194 | 6.8385 | 6.9317 | 7.0438 | 6.9136 | 6.6912 | 6.4681 | 6.3607 | 6.5224 | 6.4033 | 6.4871 | 6.3974 | 6.2806 | 6.1279 | 6.0274 | 5.7151 | 5.8503 | 6.4071 | 6.4071 | 6.4071 | 6.4071 | 6.4071
|  | s+24 (Degraded batteries!163) | EUR k/MW |  |  |  |  | 0 | 0 | 4.9066 | 4.7503 | 5.0259 | 5.0907 | 5.072 | 5.146 | 4.7433 | 4.608 | 5.2831 | 5.2348 | 4.8001 | 5.2196 | 5.3093 | 5.4266 | 5.3954 | 5.5847 | 5.5108 | 5.698 | 5.2428 | 5.9824 | 6.0395 | 6.0946 | 5.7575 | 5.9565 | 6.0692 | 6.0811 | 6.0855 | 5.9744 | 5.9198 | 5.7766 | 5.6737 | 5.7576 | 5.9266 | 5.9235 | 5.9235 | 5.9235 | 5.9235 | 5.9235
|  | s+25 (Degraded batteries!164) | EUR k/MW |  |  |  |  | 0 | 0 | 41.0363 | 31.3044 | 19.5479 | 19.2978 | 17.8492 | 18.3943 | 17.1351 | 17.5378 | 20.7215 | 20.0611 | 19.5255 | 20.7305 | 20.8986 | 20.7942 | 20.1374 | 20.9424 | 20.4294 | 20.3463 | 20.4143 | 21.88 | 22.0209 | 21.9008 | 20.9536 | 20.881 | 21.3561 | 21.2888 | 21.3375 | 20.9172 | 20.6856 | 20.7765 | 20.3989 | 20.233 | 20.6635 | 21.1716 | 21.1716 | 21.1716 | 21.1716 | 21.1716
|  | s+26 (Degraded batteries!165) | EUR k/MW |  |  |  |  | 0 | 0 | -25.5856 | -22.595 | -21.1292 | -20.0983 | -19.7933 | -19.6083 | -18.4436 | -18.0117 | -17.421 | -17.3324 | -17.944 | -16.9728 | -17.5125 | -17.1572 | -16.6275 | -17.3074 | -17.0266 | -17.0295 | -17.1336 | -16.9376 | -17.5196 | -18.6951 | -24.0846 | -23.4342 | -22.7821 | -23.2158 | -21.9519 | -21.6302 | -21.6357 | -21.5355 | -20.9453 | -19.9596 | -19.646 | -19.736 | -19.736 | -19.736 | -19.736 | -19.736
x |  | PV offers (case C): pay-as-produced; indexed = merchant price − fee |  | Offer PDFs, SPEC §6.3
|  | Item | [5 empty] | 2025: C1 E.ON; 2026: C2a MET; 2027: C2b MET; 2028: C3 MVM
|  | Offer | text |  |  |  |  | 2025: C1; 2026: C2a; 2027: C2b; 2028: C3
|  | Fixed price (1 = yes, 0 = indexed) | flag |  |  |  |  | 2025: 0; 2026: 1; 2027: 0; 2028: 1
|  | Fixed price (nominal, 3-year tenor) | EUR/MWh |  |  |  |  | 2025: 0; 2026: 43.96; 2027: 0; 2028: 45
|  | Handling fee, share of the price | % |  |  |  |  | 2025: 7.6%; 2026: 0%; 2027: 5%; 2028: 0%
|  | Handling fee floor | EUR/MWh |  |  |  |  | 2025: 5; 2026: 0; 2027: 5.75; 2028: 0
|  | Handling fee cap | EUR/MWh |  |  |  |  | 2025: 1000; 2026: 0; 2027: 10; 2028: 0
|  | Start (blank = day after COD) | date |  |  |  |  | 2026: 2028-01-01; 2027: 2028-01-01; 2028: 2028-01-01
|  | Tenor | years |  |  |  |  | 2025: 3; 2026: 3; 2027: 3; 2028: 5
|  | Fixed offer fee (E.ON balance group 250 €/month) | EUR k |  |  |  |  | 2025: 3; 2026: 0; 2027: 0; 2028: 0
E.ON p4 §5.1 (fee 7.6 %, min 5); MET p3 (43.96 €/MWh 2028-30) and p4 (fee 5 %, 5.75–10); MVM e-mail (45 €/MWh 2028-32). All indicative; fees applied to the annual price.
x |  | BESS offers (case C): owner revenue = max(floor, fixed + share × (stack − grid charge − fixed) − E.ON fee) |  | Offer PDFs, SPEC §6.3
|  | Item | [5 empty] | 2025: C1A E.ON; 2026: C1B E.ON; 2027: C2c MET; 2028: C2d MET; 2029: none
|  | Offer | text |  |  |  |  | 2025: C1A; 2026: C1B; 2027: C2c; 2028: C2d; 2029: none
|  | Fixed fee (tolling or floor), per MW-year | EUR k/MW |  |  |  |  | 2025: 0; 2026: 0; 2027: 49.7; 2028: 45.6; 2029: 0
|  | Duration in the offer (scales the fixed fee) | h |  |  |  |  | 2025: 2; 2026: 2; 2027: 1.8; 2028: 1.8; 2029: 1
|  | Owner share of the stack above the fixed fee | % |  |  |  |  | 2025: 90%; 2026: 90%; 2027: 0%; 2028: 50%; 2029: 100%
|  | Grid charge deducted before the share (1 = yes) | flag |  |  |  |  | 2025: 1; 2026: 1; 2027: 0; 2028: 0; 2029: 0
|  | E.ON option A band table applies (1 = yes) | flag |  |  |  |  | 2025: 1; 2026: 0; 2027: 0; 2028: 0; 2029: 0
|  | Start (blank = day after COD) | date |  |  |  |  | 2027: 2028-01-01; 2028: 2028-01-01
|  | Tenor | years |  |  |  |  | 2025: 3; 2026: 3; 2027: 3; 2028: 3; 2029: 0
E.ON p3-5 (50 MW / 100 MWh; option B 90 %); MET p5-6 (tolling 49.7, floor 45.6 + 50/50, 3 years, 50 MW / 90 MWh, scaled to the built hours). MVM: no BESS instrument.
x |  | E.ON option A: bands on the stack (EUR k/MW-yr) and E.ON fee per band; outside these years option B applies |  | E.ON offer p5
|  | Item |  | Year | Floor | Row |  | 2025: Band 1; 2026: Band 2; 2027: Band 3; 2028: Band 4; 2029: Band 5
|  | Lower bound, 2027 | EUR k/MW | 2027 | 47 | 1 |  | 2025: 0; 2026: 47; 2027: 52; 2028: 80; 2029: 109
|  | Lower bound, 2028 | EUR k/MW | 2028 | 38 | 2 |  | 2025: 0; 2026: 38; 2027: 43; 2028: 67; 2029: 91
|  | E.ON fee in the band, 2027 | % |  |  |  |  | 2025: 0%; 2026: 100%; 2027: 10%; 2028: 15%; 2029: 18%
|  | E.ON fee in the band, 2028 | % |  |  |  |  | 2025: 0%; 2026: 100%; 2027: 10%; 2028: 15%; 2029: 18%
|  | Fee step at the band (marginal), row 176 | % |  |  |  |  | 2025: 0%; 2026: 100%; 2027: -90%; 2028: 5%; 2029: 3%
|  | Fee step at the band (marginal), row 177 | % |  |  |  |  | 2025: 0%; 2026: 100%; 2027: -90%; 2028: 5%; 2029: 3%
x |  | Early works lines (provisional – early works to be revisited, user 22-Oct-2026) |  | ZHLP v3 Stat_inp F44:F58
|  | Line (rank = order in Stat_inp) |  | HUF m | EUR k |  | EUR k | 2025: Paid; 2026: Rank
|  | Land 1st payment |  | 60 | 0 |  | 150 | 2025: 2025-11-30; 2026: 1
|  | Land 2nd payment |  | 60 | 0 |  | 150 | 2025: 2026-02-28; 2026: 2
|  | ICS execution design 1st payment |  | 0 | 25 |  | 25 | 2025: 2026-02-28; 2026: 3
|  | Critical equipment 1st (HV/ICS/substation, 132 kV transformer) |  | 0 | 460 |  | 460 | 2025: 2026-04-30; 2026: 4
|  | ICS design 2nd + 132 kV transformer 2nd (Stat_inp E48) |  | 0 | 650 |  | 650 | 2025: 2026-07-31; 2026: 5
|  | Land 3rd payment (Stat_inp E49) |  | 30 | 0 |  | 75 | 2025: 2026-07-31; 2026: 6
x |  | Grid deposits and guarantees (released blank = at the RtB exit, or at COD on the hold routes) |  | ZHLP v3 Stat_inp E84:E106, Dyn_Inp rows 29-33
|  | Line |  | HUF m | Phantom |  | EUR k | 2025: Paid; 2026: Released; 2027: At exit; 2028: Cash
|  | Connection fee (reimbursement of seller) |  | 45 | 0 |  | 112.5 | 2025: 2025-11-30; 2027: 1; 2028: 1
|  | Capacity guarantee |  | 180 | 0 |  | 450 | 2025: 2025-11-30; 2027: 1; 2028: 1
|  | Cash additional guarantee (3 instalments paid by seller) |  | 485.55 | 0 |  | 1213.875 | 2025: 2025-11-30; 2026: 2026-01-31; 2027: 0; 2028: 1
|  | Additional guarantee, first half |  | 242.775 | 0 |  | 606.9375 | 2025: 2026-01-31; 2026: 2026-03-31; 2027: 0; 2028: 0
|  | Additional guarantee, second half |  | 242.775 | 0 |  | 606.9375 | 2025: 2026-01-31; 2027: 1; 2028: 0
|  | Additional guarantee, final instalments |  | 80.925 | 0 |  | 202.3125 | 2025: 2026-04-30; 2027: 1; 2028: 0
|  | v3 phantom guarantee (Calculation H119 one row high; fix 3) |  | 485.55 | 1 |  | 0 | 2025: 2025-11-30; 2027: 1; 2028: 0
x |  | Scenario A, reconciliation set: independent Python shadow (reconcile.py) and the original v3 values |  | out/reconciliation.md
|  | Headline (Calc_1) |  | Shadow | Tolerance |  | v3 original
|  | FEP profit – sale at RtB | EUR k | 2921.5563 | 2.9216 |  | 2941.4161
|  | FEP IRR – sale at RtB | % | 169.5% | 0.1695% |  | 224.5%
|  | FEP IRR – hold to maturity | % | 5.603% | 0.1% |  | 5.505%
|  | Project IRR, unlevered, after actual tax | % | 5.911% | 0.1% |  | 6.365%
|  | Buyer IRR at the RtB price, unlevered, after tax | % | 5.218% | 0.1% |  | 5.57%
|  | Lifetime revenue | EUR k | 348984.6374 | 348.9846 |  | 349819.2353
|  | Lifetime EBITDA | EUR k | 177480.4824 | 177.4805 |  | 177872.0291
|  | Tolerance: 0.1 % of the value (0.1 pp on rates) | % | 0.1%
***END***

## Calc_1
1 |  | Bid number
Project Zalahaláp – Calculations – A Original
|  | Period start | date | time axis 2025-10-01 to 2064-04-01
|  | Period end | date | time axis 2025-09-30 to 2064-06-30
|  | Days in period | days |  |  |  | 92 | 90 | 91 | 92 | 92 | 90 | 91 | 92 | 92 | 91 | 91 | 92 | 92 | 90 | 91 | 92 | 92 | 90 | 91 | 92 | 92 | 90 | 91 | 92 | 92 | 91 | 91 | 92 | 92 | 90 | 91 | 92 | 92 | 90 | 91 | 92 | 92 | 90 | 91 | 92 | 92 | 91 | 91 | 92 | 92 | 90 | 91 | 92 | 92 | 90 | 91 | 92 | 92 | 90 | 91 | 92 | 92 | 91 | 91 | 92 | 92 | 90 | 91 | 92 | 92 | 90 | 91 | 92 | 92 | 90 | 91 | 92 | 92 | 91 | 91 | 92 | 92 | 90 | 91 | 92 | 92 | 90 | 91 | 92 | 92 | 90 | 91 | 92 | 92 | 91 | 91 | 92 | 92 | 90 | 91 | 92 | 92 | 90 | 91 | 92 | 92 | 90 | 91 | 92 | 92 | 91 | 91 | 92 | 92 | 90 | 91 | 92 | 92 | 90 | 91 | 92 | 92 | 90 | 91 | 92 | 92 | 91 | 91 | 92 | 92 | 90 | 91 | 92 | 92 | 90 | 91 | 92 | 92 | 90 | 91 | 92 | 92 | 91 | 91 | 92 | 92 | 90 | 91 | 92 | 92 | 90 | 91 | 92 | 92 | 90 | 91 | 92 | 92 | 91 | 91
|  | Year fraction | factor |  |  |  | 0.25205 | 0.24658 | 0.24932 | 0.25205 | 0.25205 | 0.24658 | 0.24932 | 0.25205 | 0.25205 | 0.24932 | 0.24932 | 0.25205 | 0.25205 | 0.24658 | 0.24932 | 0.25205 | 0.25205 | 0.24658 | 0.24932 | 0.25205 | 0.25205 | 0.24658 | 0.24932 | 0.25205 | 0.25205 | 0.24932 | 0.24932 | 0.25205 | 0.25205 | 0.24658 | 0.24932 | 0.25205 | 0.25205 | 0.24658 | 0.24932 | 0.25205 | 0.25205 | 0.24658 | 0.24932 | 0.25205 | 0.25205 | 0.24932 | 0.24932 | 0.25205 | 0.25205 | 0.24658 | 0.24932 | 0.25205 | 0.25205 | 0.24658 | 0.24932 | 0.25205 | 0.25205 | 0.24658 | 0.24932 | 0.25205 | 0.25205 | 0.24932 | 0.24932 | 0.25205 | 0.25205 | 0.24658 | 0.24932 | 0.25205 | 0.25205 | 0.24658 | 0.24932 | 0.25205 | 0.25205 | 0.24658 | 0.24932 | 0.25205 | 0.25205 | 0.24932 | 0.24932 | 0.25205 | 0.25205 | 0.24658 | 0.24932 | 0.25205 | 0.25205 | 0.24658 | 0.24932 | 0.25205 | 0.25205 | 0.24658 | 0.24932 | 0.25205 | 0.25205 | 0.24932 | 0.24932 | 0.25205 | 0.25205 | 0.24658 | 0.24932 | 0.25205 | 0.25205 | 0.24658 | 0.24932 | 0.25205 | 0.25205 | 0.24658 | 0.24932 | 0.25205 | 0.25205 | 0.24932 | 0.24932 | 0.25205 | 0.25205 | 0.24658 | 0.24932 | 0.25205 | 0.25205 | 0.24658 | 0.24932 | 0.25205 | 0.25205 | 0.24658 | 0.24932 | 0.25205 | 0.25205 | 0.24932 | 0.24932 | 0.25205 | 0.25205 | 0.24658 | 0.24932 | 0.25205 | 0.25205 | 0.24658 | 0.24932 | 0.25205 | 0.25205 | 0.24658 | 0.24932 | 0.25205 | 0.25205 | 0.24932 | 0.24932 | 0.25205 | 0.25205 | 0.24658 | 0.24932 | 0.25205 | 0.25205 | 0.24658 | 0.24932 | 0.25205 | 0.25205 | 0.24658 | 0.24932 | 0.25205 | 0.25205 | 0.24932 | 0.24932
|  | Year | year |  |  |  | 2025 | 2026 | 2026 | 2026 | 2026 | 2027 | 2027 | 2027 | 2027 | 2028 | 2028 | 2028 | 2028 | 2029 | 2029 | 2029 | 2029 | 2030 | 2030 | 2030 | 2030 | 2031 | 2031 | 2031 | 2031 | 2032 | 2032 | 2032 | 2032 | 2033 | 2033 | 2033 | 2033 | 2034 | 2034 | 2034 | 2034 | 2035 | 2035 | 2035 | 2035 | 2036 | 2036 | 2036 | 2036 | 2037 | 2037 | 2037 | 2037 | 2038 | 2038 | 2038 | 2038 | 2039 | 2039 | 2039 | 2039 | 2040 | 2040 | 2040 | 2040 | 2041 | 2041 | 2041 | 2041 | 2042 | 2042 | 2042 | 2042 | 2043 | 2043 | 2043 | 2043 | 2044 | 2044 | 2044 | 2044 | 2045 | 2045 | 2045 | 2045 | 2046 | 2046 | 2046 | 2046 | 2047 | 2047 | 2047 | 2047 | 2048 | 2048 | 2048 | 2048 | 2049 | 2049 | 2049 | 2049 | 2050 | 2050 | 2050 | 2050 | 2051 | 2051 | 2051 | 2051 | 2052 | 2052 | 2052 | 2052 | 2053 | 2053 | 2053 | 2053 | 2054 | 2054 | 2054 | 2054 | 2055 | 2055 | 2055 | 2055 | 2056 | 2056 | 2056 | 2056 | 2057 | 2057 | 2057 | 2057 | 2058 | 2058 | 2058 | 2058 | 2059 | 2059 | 2059 | 2059 | 2060 | 2060 | 2060 | 2060 | 2061 | 2061 | 2061 | 2061 | 2062 | 2062 | 2062 | 2062 | 2063 | 2063 | 2063 | 2063 | 2064 | 2064
|  | Period counter | # |  |  |  | 1 | 2 | 3 | 4 | 5 | 6 | 7 | 8 | 9 | 10 | 11 | 12 | 13 | 14 | 15 | 16 | 17 | 18 | 19 | 20 | 21 | 22 | 23 | 24 | 25 | 26 | 27 | 28 | 29 | 30 | 31 | 32 | 33 | 34 | 35 | 36 | 37 | 38 | 39 | 40 | 41 | 42 | 43 | 44 | 45 | 46 | 47 | 48 | 49 | 50 | 51 | 52 | 53 | 54 | 55 | 56 | 57 | 58 | 59 | 60 | 61 | 62 | 63 | 64 | 65 | 66 | 67 | 68 | 69 | 70 | 71 | 72 | 73 | 74 | 75 | 76 | 77 | 78 | 79 | 80 | 81 | 82 | 83 | 84 | 85 | 86 | 87 | 88 | 89 | 90 | 91 | 92 | 93 | 94 | 95 | 96 | 97 | 98 | 99 | 100 | 101 | 102 | 103 | 104 | 105 | 106 | 107 | 108 | 109 | 110 | 111 | 112 | 113 | 114 | 115 | 116 | 117 | 118 | 119 | 120 | 121 | 122 | 123 | 124 | 125 | 126 | 127 | 128 | 129 | 130 | 131 | 132 | 133 | 134 | 135 | 136 | 137 | 138 | 139 | 140 | 141 | 142 | 143 | 144 | 145 | 146 | 147 | 148 | 149 | 150 | 151 | 152 | 153 | 154 | 155
x |  | Case and timing
|  | Revenue case (E: lever, F: column of the case table) | text | A | 1
|  | PV capacity (E: MWp) and grid export (F: MVA) | MW | 61 | 50
|  | Specific yield (E: case, F: after the yield set) | MWh/MWp | 1250 | 1250
|  | RtB (E) and RtB exit (F) | date | 2026-07-31 | 2026-10-31
|  | NTP (E) and COD (F) | date | 2027-03-31 | 2028-03-31
|  | Clipping, share of DC energy (case table) | % | 2%
|  | BESS built (E: MW, F: MWh) | MW | 50 | 200
|  | Acquisition and JV start | flag | 2025-11-30 |  | 1 | 1 | 0 | 0 | 0 | 0 | 0 | 0 | 0 | 0 | 0 | 0 | 0 | 0 | 0 | 0 | 0 | 0 | 0 | 0 | 0 | 0 | 0 | 0 | 0 | 0 | 0 | 0 | 0 | 0 | 0 | 0 | 0 | 0 | 0 | 0 | 0 | 0 | 0 | 0 | 0 | 0 | 0 | 0 | 0 | 0 | 0 | 0 | 0 | 0 | 0 | 0 | 0 | 0 | 0 | 0 | 0 | 0 | 0 | 0 | 0 | 0 | 0 | 0 | 0 | 0 | 0 | 0 | 0 | 0 | 0 | 0 | 0 | 0 | 0 | 0 | 0 | 0 | 0 | 0 | 0 | 0 | 0 | 0 | 0 | 0 | 0 | 0 | 0 | 0 | 0 | 0 | 0 | 0 | 0 | 0 | 0 | 0 | 0 | 0 | 0 | 0 | 0 | 0 | 0 | 0 | 0 | 0 | 0 | 0 | 0 | 0 | 0 | 0 | 0 | 0 | 0 | 0 | 0 | 0 | 0 | 0 | 0 | 0 | 0 | 0 | 0 | 0 | 0 | 0 | 0 | 0 | 0 | 0 | 0 | 0 | 0 | 0 | 0 | 0 | 0 | 0 | 0 | 0 | 0 | 0 | 0 | 0 | 0 | 0 | 0 | 0 | 0 | 0 | 0 | 0
|  | RtB exit (sale closing) | flag | 2026-10-31 |  | 1 | 0 | 0 | 0 | 0 | 1 | 0 | 0 | 0 | 0 | 0 | 0 | 0 | 0 | 0 | 0 | 0 | 0 | 0 | 0 | 0 | 0 | 0 | 0 | 0 | 0 | 0 | 0 | 0 | 0 | 0 | 0 | 0 | 0 | 0 | 0 | 0 | 0 | 0 | 0 | 0 | 0 | 0 | 0 | 0 | 0 | 0 | 0 | 0 | 0 | 0 | 0 | 0 | 0 | 0 | 0 | 0 | 0 | 0 | 0 | 0 | 0 | 0 | 0 | 0 | 0 | 0 | 0 | 0 | 0 | 0 | 0 | 0 | 0 | 0 | 0 | 0 | 0 | 0 | 0 | 0 | 0 | 0 | 0 | 0 | 0 | 0 | 0 | 0 | 0 | 0 | 0 | 0 | 0 | 0 | 0 | 0 | 0 | 0 | 0 | 0 | 0 | 0 | 0 | 0 | 0 | 0 | 0 | 0 | 0 | 0 | 0 | 0 | 0 | 0 | 0 | 0 | 0 | 0 | 0 | 0 | 0 | 0 | 0 | 0 | 0 | 0 | 0 | 0 | 0 | 0 | 0 | 0 | 0 | 0 | 0 | 0 | 0 | 0 | 0 | 0 | 0 | 0 | 0 | 0 | 0 | 0 | 0 | 0 | 0 | 0 | 0 | 0 | 0 | 0 | 0
|  | NTP | flag | 2027-03-31 |  | 1 | 0 | 0 | 0 | 0 | 0 | 1 | 0 | 0 | 0 | 0 | 0 | 0 | 0 | 0 | 0 | 0 | 0 | 0 | 0 | 0 | 0 | 0 | 0 | 0 | 0 | 0 | 0 | 0 | 0 | 0 | 0 | 0 | 0 | 0 | 0 | 0 | 0 | 0 | 0 | 0 | 0 | 0 | 0 | 0 | 0 | 0 | 0 | 0 | 0 | 0 | 0 | 0 | 0 | 0 | 0 | 0 | 0 | 0 | 0 | 0 | 0 | 0 | 0 | 0 | 0 | 0 | 0 | 0 | 0 | 0 | 0 | 0 | 0 | 0 | 0 | 0 | 0 | 0 | 0 | 0 | 0 | 0 | 0 | 0 | 0 | 0 | 0 | 0 | 0 | 0 | 0 | 0 | 0 | 0 | 0 | 0 | 0 | 0 | 0 | 0 | 0 | 0 | 0 | 0 | 0 | 0 | 0 | 0 | 0 | 0 | 0 | 0 | 0 | 0 | 0 | 0 | 0 | 0 | 0 | 0 | 0 | 0 | 0 | 0 | 0 | 0 | 0 | 0 | 0 | 0 | 0 | 0 | 0 | 0 | 0 | 0 | 0 | 0 | 0 | 0 | 0 | 0 | 0 | 0 | 0 | 0 | 0 | 0 | 0 | 0 | 0 | 0 | 0 | 0 | 0
|  | COD | flag | 2028-03-31 |  | 1 | 0 | 0 | 0 | 0 | 0 | 0 | 0 | 0 | 0 | 1 | 0 | 0 | 0 | 0 | 0 | 0 | 0 | 0 | 0 | 0 | 0 | 0 | 0 | 0 | 0 | 0 | 0 | 0 | 0 | 0 | 0 | 0 | 0 | 0 | 0 | 0 | 0 | 0 | 0 | 0 | 0 | 0 | 0 | 0 | 0 | 0 | 0 | 0 | 0 | 0 | 0 | 0 | 0 | 0 | 0 | 0 | 0 | 0 | 0 | 0 | 0 | 0 | 0 | 0 | 0 | 0 | 0 | 0 | 0 | 0 | 0 | 0 | 0 | 0 | 0 | 0 | 0 | 0 | 0 | 0 | 0 | 0 | 0 | 0 | 0 | 0 | 0 | 0 | 0 | 0 | 0 | 0 | 0 | 0 | 0 | 0 | 0 | 0 | 0 | 0 | 0 | 0 | 0 | 0 | 0 | 0 | 0 | 0 | 0 | 0 | 0 | 0 | 0 | 0 | 0 | 0 | 0 | 0 | 0 | 0 | 0 | 0 | 0 | 0 | 0 | 0 | 0 | 0 | 0 | 0 | 0 | 0 | 0 | 0 | 0 | 0 | 0 | 0 | 0 | 0 | 0 | 0 | 0 | 0 | 0 | 0 | 0 | 0 | 0 | 0 | 0 | 0 | 0 | 0 | 0
|  | Exit column on the timeline (buyer view at RtB) | # | 5
|  | COD column on the timeline (buyer view at COD) | # | 10
|  | After the exit period | flag |  |  |  | 0 | 0 | 0 | 0 | 0 | 1 | 1 | 1 | 1 | 1 | 1 | 1 | 1 | 1 | 1 | 1 | 1 | 1 | 1 | 1 | 1 | 1 | 1 | 1 | 1 | 1 | 1 | 1 | 1 | 1 | 1 | 1 | 1 | 1 | 1 | 1 | 1 | 1 | 1 | 1 | 1 | 1 | 1 | 1 | 1 | 1 | 1 | 1 | 1 | 1 | 1 | 1 | 1 | 1 | 1 | 1 | 1 | 1 | 1 | 1 | 1 | 1 | 1 | 1 | 1 | 1 | 1 | 1 | 1 | 1 | 1 | 1 | 1 | 1 | 1 | 1 | 1 | 1 | 1 | 1 | 1 | 1 | 1 | 1 | 1 | 1 | 1 | 1 | 1 | 1 | 1 | 1 | 1 | 1 | 1 | 1 | 1 | 1 | 1 | 1 | 1 | 1 | 1 | 1 | 1 | 1 | 1 | 1 | 1 | 1 | 1 | 1 | 1 | 1 | 1 | 1 | 1 | 1 | 1 | 1 | 1 | 1 | 1 | 1 | 1 | 1 | 1 | 1 | 1 | 1 | 1 | 1 | 1 | 1 | 1 | 1 | 1 | 1 | 1 | 1 | 1 | 1 | 1 | 1 | 1 | 1 | 1 | 1 | 1 | 1 | 1 | 1 | 1 | 1 | 1
|  | After COD | flag |  |  |  | 0 | 0 | 0 | 0 | 0 | 0 | 0 | 0 | 0 | 0 | 1 | 1 | 1 | 1 | 1 | 1 | 1 | 1 | 1 | 1 | 1 | 1 | 1 | 1 | 1 | 1 | 1 | 1 | 1 | 1 | 1 | 1 | 1 | 1 | 1 | 1 | 1 | 1 | 1 | 1 | 1 | 1 | 1 | 1 | 1 | 1 | 1 | 1 | 1 | 1 | 1 | 1 | 1 | 1 | 1 | 1 | 1 | 1 | 1 | 1 | 1 | 1 | 1 | 1 | 1 | 1 | 1 | 1 | 1 | 1 | 1 | 1 | 1 | 1 | 1 | 1 | 1 | 1 | 1 | 1 | 1 | 1 | 1 | 1 | 1 | 1 | 1 | 1 | 1 | 1 | 1 | 1 | 1 | 1 | 1 | 1 | 1 | 1 | 1 | 1 | 1 | 1 | 1 | 1 | 1 | 1 | 1 | 1 | 1 | 1 | 1 | 1 | 1 | 1 | 1 | 1 | 1 | 1 | 1 | 1 | 1 | 1 | 1 | 1 | 1 | 1 | 1 | 1 | 1 | 1 | 1 | 1 | 1 | 1 | 1 | 1 | 1 | 1 | 1 | 1 | 1 | 1 | 1 | 1 | 1 | 1 | 1 | 1 | 1 | 1 | 1 | 1 | 1 | 1 | 1
|  | Construction spread (NTP → COD) | factor | 2027-04-01 | 2028-03-31 | 1 | 0 | 0 | 0 | 0 | 0 | 0 | 0.24863 | 0.25137 | 0.25137 | 0.24863 | 0 | 0 | 0 | 0 | 0 | 0 | 0 | 0 | 0 | 0 | 0 | 0 | 0 | 0 | 0 | 0 | 0 | 0 | 0 | 0 | 0 | 0 | 0 | 0 | 0 | 0 | 0 | 0 | 0 | 0 | 0 | 0 | 0 | 0 | 0 | 0 | 0 | 0 | 0 | 0 | 0 | 0 | 0 | 0 | 0 | 0 | 0 | 0 | 0 | 0 | 0 | 0 | 0 | 0 | 0 | 0 | 0 | 0 | 0 | 0 | 0 | 0 | 0 | 0 | 0 | 0 | 0 | 0 | 0 | 0 | 0 | 0 | 0 | 0 | 0 | 0 | 0 | 0 | 0 | 0 | 0 | 0 | 0 | 0 | 0 | 0 | 0 | 0 | 0 | 0 | 0 | 0 | 0 | 0 | 0 | 0 | 0 | 0 | 0 | 0 | 0 | 0 | 0 | 0 | 0 | 0 | 0 | 0 | 0 | 0 | 0 | 0 | 0 | 0 | 0 | 0 | 0 | 0 | 0 | 0 | 0 | 0 | 0 | 0 | 0 | 0 | 0 | 0 | 0 | 0 | 0 | 0 | 0 | 0 | 0 | 0 | 0 | 0 | 0 | 0 | 0 | 0 | 0 | 0 | 0
|  | Operations (COD → end of life) | flag | 2028-04-01 | 2063-03-31 |  | 0 | 0 | 0 | 0 | 0 | 0 | 0 | 0 | 0 | 0 | 1 | 1 | 1 | 1 | 1 | 1 | 1 | 1 | 1 | 1 | 1 | 1 | 1 | 1 | 1 | 1 | 1 | 1 | 1 | 1 | 1 | 1 | 1 | 1 | 1 | 1 | 1 | 1 | 1 | 1 | 1 | 1 | 1 | 1 | 1 | 1 | 1 | 1 | 1 | 1 | 1 | 1 | 1 | 1 | 1 | 1 | 1 | 1 | 1 | 1 | 1 | 1 | 1 | 1 | 1 | 1 | 1 | 1 | 1 | 1 | 1 | 1 | 1 | 1 | 1 | 1 | 1 | 1 | 1 | 1 | 1 | 1 | 1 | 1 | 1 | 1 | 1 | 1 | 1 | 1 | 1 | 1 | 1 | 1 | 1 | 1 | 1 | 1 | 1 | 1 | 1 | 1 | 1 | 1 | 1 | 1 | 1 | 1 | 1 | 1 | 1 | 1 | 1 | 1 | 1 | 1 | 1 | 1 | 1 | 1 | 1 | 1 | 1 | 1 | 1 | 1 | 1 | 1 | 1 | 1 | 1 | 1 | 1 | 1 | 1 | 1 | 1 | 1 | 1 | 1 | 1 | 1 | 1 | 1 | 1 | 1 | 1 | 1 | 1 | 1 | 0 | 0 | 0 | 0 | 0
|  | Operating years elapsed at the period start | years |  |  |  | 0 | 0 | 0 | 0 | 0 | 0 | 0 | 0 | 0 | 0 | 0 | 0.24932 | 0.50137 | 0.75342 | 1 | 1.2493 | 1.5014 | 1.7534 | 2 | 2.2493 | 2.5014 | 2.7534 | 3 | 3.2493 | 3.5014 | 3.7534 | 4.0027 | 4.2521 | 4.5041 | 4.7562 | 5.0027 | 5.2521 | 5.5041 | 5.7562 | 6.0027 | 6.2521 | 6.5041 | 6.7562 | 7.0027 | 7.2521 | 7.5041 | 7.7562 | 8.0055 | 8.2548 | 8.5068 | 8.7589 | 9.0055 | 9.2548 | 9.5068 | 9.7589 | 10.0055 | 10.2548 | 10.5068 | 10.7589 | 11.0055 | 11.2548 | 11.5068 | 11.7589 | 12.0082 | 12.2575 | 12.5096 | 12.7616 | 13.0082 | 13.2575 | 13.5096 | 13.7616 | 14.0082 | 14.2575 | 14.5096 | 14.7616 | 15.0082 | 15.2575 | 15.5096 | 15.7616 | 16.011 | 16.2603 | 16.5123 | 16.7644 | 17.011 | 17.2603 | 17.5123 | 17.7644 | 18.011 | 18.2603 | 18.5123 | 18.7644 | 19.011 | 19.2603 | 19.5123 | 19.7644 | 20.0137 | 20.263 | 20.5151 | 20.7671 | 21.0137 | 21.263 | 21.5151 | 21.7671 | 22.0137 | 22.263 | 22.5151 | 22.7671 | 23.0137 | 23.263 | 23.5151 | 23.7671 | 24.0164 | 24.2658 | 24.5178 | 24.7699 | 25.0164 | 25.2658 | 25.5178 | 25.7699 | 26.0164 | 26.2658 | 26.5178 | 26.7699 | 27.0164 | 27.2658 | 27.5178 | 27.7699 | 28.0192 | 28.2685 | 28.5205 | 28.7726 | 29.0192 | 29.2685 | 29.5205 | 29.7726 | 30.0192 | 30.2685 | 30.5205 | 30.7726 | 31.0192 | 31.2685 | 31.5205 | 31.7726 | 32.0219 | 32.2712 | 32.5233 | 32.7753 | 33.0219 | 33.2712 | 33.5233 | 33.7753 | 34.0219 | 34.2712 | 34.5233 | 34.7753 | 35.0219 | 35.2712 | 35.5233 | 35.7753 | 36.0247
|  | DSA loan spread (acquisition → RtB) | factor | 2025-12-01 | 2026-07-31 | 1 | 0.12757 | 0.37037 | 0.37449 | 0.12757 | 0 | 0 | 0 | 0 | 0 | 0 | 0 | 0 | 0 | 0 | 0 | 0 | 0 | 0 | 0 | 0 | 0 | 0 | 0 | 0 | 0 | 0 | 0 | 0 | 0 | 0 | 0 | 0 | 0 | 0 | 0 | 0 | 0 | 0 | 0 | 0 | 0 | 0 | 0 | 0 | 0 | 0 | 0 | 0 | 0 | 0 | 0 | 0 | 0 | 0 | 0 | 0 | 0 | 0 | 0 | 0 | 0 | 0 | 0 | 0 | 0 | 0 | 0 | 0 | 0 | 0 | 0 | 0 | 0 | 0 | 0 | 0 | 0 | 0 | 0 | 0 | 0 | 0 | 0 | 0 | 0 | 0 | 0 | 0 | 0 | 0 | 0 | 0 | 0 | 0 | 0 | 0 | 0 | 0 | 0 | 0 | 0 | 0 | 0 | 0 | 0 | 0 | 0 | 0 | 0 | 0 | 0 | 0 | 0 | 0 | 0 | 0 | 0 | 0 | 0 | 0 | 0 | 0 | 0 | 0 | 0 | 0 | 0 | 0 | 0 | 0 | 0 | 0 | 0 | 0 | 0 | 0 | 0 | 0 | 0 | 0 | 0 | 0 | 0 | 0 | 0 | 0 | 0 | 0 | 0 | 0 | 0 | 0 | 0 | 0 | 0
|  | Pre-RtB development cost spread | factor | 2026-10-01 | 2027-03-31 | 1 | 0 | 0 | 0 | 0 | 0.50549 | 0.49451 | 0 | 0 | 0 | 0 | 0 | 0 | 0 | 0 | 0 | 0 | 0 | 0 | 0 | 0 | 0 | 0 | 0 | 0 | 0 | 0 | 0 | 0 | 0 | 0 | 0 | 0 | 0 | 0 | 0 | 0 | 0 | 0 | 0 | 0 | 0 | 0 | 0 | 0 | 0 | 0 | 0 | 0 | 0 | 0 | 0 | 0 | 0 | 0 | 0 | 0 | 0 | 0 | 0 | 0 | 0 | 0 | 0 | 0 | 0 | 0 | 0 | 0 | 0 | 0 | 0 | 0 | 0 | 0 | 0 | 0 | 0 | 0 | 0 | 0 | 0 | 0 | 0 | 0 | 0 | 0 | 0 | 0 | 0 | 0 | 0 | 0 | 0 | 0 | 0 | 0 | 0 | 0 | 0 | 0 | 0 | 0 | 0 | 0 | 0 | 0 | 0 | 0 | 0 | 0 | 0 | 0 | 0 | 0 | 0 | 0 | 0 | 0 | 0 | 0 | 0 | 0 | 0 | 0 | 0 | 0 | 0 | 0 | 0 | 0 | 0 | 0 | 0 | 0 | 0 | 0 | 0 | 0 | 0 | 0 | 0 | 0 | 0 | 0 | 0 | 0 | 0 | 0 | 0 | 0 | 0 | 0 | 0 | 0 | 0
|  | Debt repayment period | flag | 2028-04-01 | 2043-03-31 |  | 0 | 0 | 0 | 0 | 0 | 0 | 0 | 0 | 0 | 0 | 1 | 1 | 1 | 1 | 1 | 1 | 1 | 1 | 1 | 1 | 1 | 1 | 1 | 1 | 1 | 1 | 1 | 1 | 1 | 1 | 1 | 1 | 1 | 1 | 1 | 1 | 1 | 1 | 1 | 1 | 1 | 1 | 1 | 1 | 1 | 1 | 1 | 1 | 1 | 1 | 1 | 1 | 1 | 1 | 1 | 1 | 1 | 1 | 1 | 1 | 1 | 1 | 1 | 1 | 1 | 1 | 1 | 1 | 1 | 1 | 0 | 0 | 0 | 0 | 0 | 0 | 0 | 0 | 0 | 0 | 0 | 0 | 0 | 0 | 0 | 0 | 0 | 0 | 0 | 0 | 0 | 0 | 0 | 0 | 0 | 0 | 0 | 0 | 0 | 0 | 0 | 0 | 0 | 0 | 0 | 0 | 0 | 0 | 0 | 0 | 0 | 0 | 0 | 0 | 0 | 0 | 0 | 0 | 0 | 0 | 0 | 0 | 0 | 0 | 0 | 0 | 0 | 0 | 0 | 0 | 0 | 0 | 0 | 0 | 0 | 0 | 0 | 0 | 0 | 0 | 0 | 0 | 0 | 0 | 0 | 0 | 0 | 0 | 0 | 0 | 0 | 0 | 0 | 0 | 0
|  | Last debt repayment | flag | 2043-03-31 |  | 1 | 0 | 0 | 0 | 0 | 0 | 0 | 0 | 0 | 0 | 0 | 0 | 0 | 0 | 0 | 0 | 0 | 0 | 0 | 0 | 0 | 0 | 0 | 0 | 0 | 0 | 0 | 0 | 0 | 0 | 0 | 0 | 0 | 0 | 0 | 0 | 0 | 0 | 0 | 0 | 0 | 0 | 0 | 0 | 0 | 0 | 0 | 0 | 0 | 0 | 0 | 0 | 0 | 0 | 0 | 0 | 0 | 0 | 0 | 0 | 0 | 0 | 0 | 0 | 0 | 0 | 0 | 0 | 0 | 0 | 1 | 0 | 0 | 0 | 0 | 0 | 0 | 0 | 0 | 0 | 0 | 0 | 0 | 0 | 0 | 0 | 0 | 0 | 0 | 0 | 0 | 0 | 0 | 0 | 0 | 0 | 0 | 0 | 0 | 0 | 0 | 0 | 0 | 0 | 0 | 0 | 0 | 0 | 0 | 0 | 0 | 0 | 0 | 0 | 0 | 0 | 0 | 0 | 0 | 0 | 0 | 0 | 0 | 0 | 0 | 0 | 0 | 0 | 0 | 0 | 0 | 0 | 0 | 0 | 0 | 0 | 0 | 0 | 0 | 0 | 0 | 0 | 0 | 0 | 0 | 0 | 0 | 0 | 0 | 0 | 0 | 0 | 0 | 0 | 0 | 0
|  | Tax depreciation spread: PV, grid, development | factor | 2028-04-01 | 2058-03-31 | 1 | 0 | 0 | 0 | 0 | 0 | 0 | 0 | 0 | 0 | 0 | 0.0083052 | 0.0083965 | 0.0083965 | 0.0082139 | 0.0083052 | 0.0083965 | 0.0083965 | 0.0082139 | 0.0083052 | 0.0083965 | 0.0083965 | 0.0082139 | 0.0083052 | 0.0083965 | 0.0083965 | 0.0083052 | 0.0083052 | 0.0083965 | 0.0083965 | 0.0082139 | 0.0083052 | 0.0083965 | 0.0083965 | 0.0082139 | 0.0083052 | 0.0083965 | 0.0083965 | 0.0082139 | 0.0083052 | 0.0083965 | 0.0083965 | 0.0083052 | 0.0083052 | 0.0083965 | 0.0083965 | 0.0082139 | 0.0083052 | 0.0083965 | 0.0083965 | 0.0082139 | 0.0083052 | 0.0083965 | 0.0083965 | 0.0082139 | 0.0083052 | 0.0083965 | 0.0083965 | 0.0083052 | 0.0083052 | 0.0083965 | 0.0083965 | 0.0082139 | 0.0083052 | 0.0083965 | 0.0083965 | 0.0082139 | 0.0083052 | 0.0083965 | 0.0083965 | 0.0082139 | 0.0083052 | 0.0083965 | 0.0083965 | 0.0083052 | 0.0083052 | 0.0083965 | 0.0083965 | 0.0082139 | 0.0083052 | 0.0083965 | 0.0083965 | 0.0082139 | 0.0083052 | 0.0083965 | 0.0083965 | 0.0082139 | 0.0083052 | 0.0083965 | 0.0083965 | 0.0083052 | 0.0083052 | 0.0083965 | 0.0083965 | 0.0082139 | 0.0083052 | 0.0083965 | 0.0083965 | 0.0082139 | 0.0083052 | 0.0083965 | 0.0083965 | 0.0082139 | 0.0083052 | 0.0083965 | 0.0083965 | 0.0083052 | 0.0083052 | 0.0083965 | 0.0083965 | 0.0082139 | 0.0083052 | 0.0083965 | 0.0083965 | 0.0082139 | 0.0083052 | 0.0083965 | 0.0083965 | 0.0082139 | 0.0083052 | 0.0083965 | 0.0083965 | 0.0083052 | 0.0083052 | 0.0083965 | 0.0083965 | 0.0082139 | 0.0083052 | 0.0083965 | 0.0083965 | 0.0082139 | 0 | 0 | 0 | 0 | 0 | 0 | 0 | 0 | 0 | 0 | 0 | 0 | 0 | 0 | 0 | 0 | 0 | 0 | 0 | 0 | 0 | 0 | 0 | 0 | 0
|  | Tax depreciation spread: BESS | factor | 2028-04-01 | 2038-03-31 | 1 | 0 | 0 | 0 | 0 | 0 | 0 | 0 | 0 | 0 | 0 | 0.024918 | 0.025192 | 0.025192 | 0.024644 | 0.024918 | 0.025192 | 0.025192 | 0.024644 | 0.024918 | 0.025192 | 0.025192 | 0.024644 | 0.024918 | 0.025192 | 0.025192 | 0.024918 | 0.024918 | 0.025192 | 0.025192 | 0.024644 | 0.024918 | 0.025192 | 0.025192 | 0.024644 | 0.024918 | 0.025192 | 0.025192 | 0.024644 | 0.024918 | 0.025192 | 0.025192 | 0.024918 | 0.024918 | 0.025192 | 0.025192 | 0.024644 | 0.024918 | 0.025192 | 0.025192 | 0.024644 | 0 | 0 | 0 | 0 | 0 | 0 | 0 | 0 | 0 | 0 | 0 | 0 | 0 | 0 | 0 | 0 | 0 | 0 | 0 | 0 | 0 | 0 | 0 | 0 | 0 | 0 | 0 | 0 | 0 | 0 | 0 | 0 | 0 | 0 | 0 | 0 | 0 | 0 | 0 | 0 | 0 | 0 | 0 | 0 | 0 | 0 | 0 | 0 | 0 | 0 | 0 | 0 | 0 | 0 | 0 | 0 | 0 | 0 | 0 | 0 | 0 | 0 | 0 | 0 | 0 | 0 | 0 | 0 | 0 | 0 | 0 | 0 | 0 | 0 | 0 | 0 | 0 | 0 | 0 | 0 | 0 | 0 | 0 | 0 | 0 | 0 | 0 | 0 | 0 | 0 | 0 | 0 | 0 | 0 | 0 | 0 | 0 | 0 | 0 | 0 | 0 | 0 | 0 | 0 | 0
|  | Debt compounding index (E: at COD, F: rate per period) | factor | 1.1323 | 1.25% |  | 1.0125 | 1.0252 | 1.038 | 1.0509 | 1.0641 | 1.0774 | 1.0909 | 1.1045 | 1.1183 | 1.1323 | 1.1464 | 1.1608 | 1.1753 | 1.19 | 1.2048 | 1.2199 | 1.2351 | 1.2506 | 1.2662 | 1.282 | 1.2981 | 1.3143 | 1.3307 | 1.3474 | 1.3642 | 1.3812 | 1.3985 | 1.416 | 1.4337 | 1.4516 | 1.4698 | 1.4881 | 1.5067 | 1.5256 | 1.5446 | 1.5639 | 1.5835 | 1.6033 | 1.6233 | 1.6436 | 1.6642 | 1.685 | 1.706 | 1.7274 | 1.7489 | 1.7708 | 1.7929 | 1.8154 | 1.838 | 1.861 | 1.8843 | 1.9078 | 1.9317 | 1.9558 | 1.9803 | 2.005 | 2.0301 | 2.0555 | 2.0812 | 2.1072 | 2.1335 | 2.1602 | 2.1872 | 2.2145 | 2.2422 | 2.2702 | 2.2986 | 2.3274 | 2.3564 | 2.3859 | 2.4157 | 2.4459 | 2.4765 | 2.5075 | 2.5388 | 2.5705 | 2.6027 | 2.6352 | 2.6681 | 2.7015 | 2.7353 | 2.7694 | 2.8041 | 2.8391 | 2.8746 | 2.9105 | 2.9469 | 2.9838 | 3.021 | 3.0588 | 3.097 | 3.1358 | 3.175 | 3.2146 | 3.2548 | 3.2955 | 3.3367 | 3.3784 | 3.4206 | 3.4634 | 3.5067 | 3.5505 | 3.5949 | 3.6398 | 3.6853 | 3.7314 | 3.7781 | 3.8253 | 3.8731 | 3.9215 | 3.9705 | 4.0202 | 4.0704 | 4.1213 | 4.1728 | 4.225 | 4.2778 | 4.3313 | 4.3854 | 4.4402 | 4.4957 | 4.5519 | 4.6088 | 4.6664 | 4.7248 | 4.7838 | 4.8436 | 4.9042 | 4.9655 | 5.0275 | 5.0904 | 5.154 | 5.2184 | 5.2837 | 5.3497 | 5.4166 | 5.4843 | 5.5528 | 5.6222 | 5.6925 | 5.7637 | 5.8357 | 5.9087 | 5.9825 | 6.0573 | 6.133 | 6.2097 | 6.2873 | 6.3659 | 6.4455 | 6.526 | 6.6076 | 6.6902 | 6.7738 | 6.8585
|  | 31-Dec capitalisation | flag |  |  |  | 1 | 0 | 0 | 0 | 1 | 0 | 0 | 0 | 1 | 0 | 0 | 0 | 1 | 0 | 0 | 0 | 1 | 0 | 0 | 0 | 1 | 0 | 0 | 0 | 1 | 0 | 0 | 0 | 1 | 0 | 0 | 0 | 1 | 0 | 0 | 0 | 1 | 0 | 0 | 0 | 1 | 0 | 0 | 0 | 1 | 0 | 0 | 0 | 1 | 0 | 0 | 0 | 1 | 0 | 0 | 0 | 1 | 0 | 0 | 0 | 1 | 0 | 0 | 0 | 1 | 0 | 0 | 0 | 1 | 0 | 0 | 0 | 1 | 0 | 0 | 0 | 1 | 0 | 0 | 0 | 1 | 0 | 0 | 0 | 1 | 0 | 0 | 0 | 1 | 0 | 0 | 0 | 1 | 0 | 0 | 0 | 1 | 0 | 0 | 0 | 1 | 0 | 0 | 0 | 1 | 0 | 0 | 0 | 1 | 0 | 0 | 0 | 1 | 0 | 0 | 0 | 1 | 0 | 0 | 0 | 1 | 0 | 0 | 0 | 1 | 0 | 0 | 0 | 1 | 0 | 0 | 0 | 1 | 0 | 0 | 0 | 1 | 0 | 0 | 0 | 1 | 0 | 0 | 0 | 1 | 0 | 0 | 0 | 1 | 0 | 0 | 0 | 1 | 0 | 0
|  | First quarter of the year | flag |  |  |  | 0 | 1 | 0 | 0 | 0 | 1 | 0 | 0 | 0 | 1 | 0 | 0 | 0 | 1 | 0 | 0 | 0 | 1 | 0 | 0 | 0 | 1 | 0 | 0 | 0 | 1 | 0 | 0 | 0 | 1 | 0 | 0 | 0 | 1 | 0 | 0 | 0 | 1 | 0 | 0 | 0 | 1 | 0 | 0 | 0 | 1 | 0 | 0 | 0 | 1 | 0 | 0 | 0 | 1 | 0 | 0 | 0 | 1 | 0 | 0 | 0 | 1 | 0 | 0 | 0 | 1 | 0 | 0 | 0 | 1 | 0 | 0 | 0 | 1 | 0 | 0 | 0 | 1 | 0 | 0 | 0 | 1 | 0 | 0 | 0 | 1 | 0 | 0 | 0 | 1 | 0 | 0 | 0 | 1 | 0 | 0 | 0 | 1 | 0 | 0 | 0 | 1 | 0 | 0 | 0 | 1 | 0 | 0 | 0 | 1 | 0 | 0 | 0 | 1 | 0 | 0 | 0 | 1 | 0 | 0 | 0 | 1 | 0 | 0 | 0 | 1 | 0 | 0 | 0 | 1 | 0 | 0 | 0 | 1 | 0 | 0 | 0 | 1 | 0 | 0 | 0 | 1 | 0 | 0 | 0 | 1 | 0 | 0 | 0 | 1 | 0 | 0 | 0 | 1 | 0
x |  | Prices (real 2025 curves × Aurora euro index)
|  | Aurora euro index | factor |  |  |  | 1 | 1.019 | 1.019 | 1.019 | 1.019 | 1.0404 | 1.0404 | 1.0404 | 1.0404 | 1.0614 | 1.0614 | 1.0614 | 1.0614 | 1.083 | 1.083 | 1.083 | 1.083 | 1.1052 | 1.1052 | 1.1052 | 1.1052 | 1.1273 | 1.1273 | 1.1273 | 1.1273 | 1.1498 | 1.1498 | 1.1498 | 1.1498 | 1.1728 | 1.1728 | 1.1728 | 1.1728 | 1.1963 | 1.1963 | 1.1963 | 1.1963 | 1.2202 | 1.2202 | 1.2202 | 1.2202 | 1.2446 | 1.2446 | 1.2446 | 1.2446 | 1.2695 | 1.2695 | 1.2695 | 1.2695 | 1.2949 | 1.2949 | 1.2949 | 1.2949 | 1.3208 | 1.3208 | 1.3208 | 1.3208 | 1.3472 | 1.3472 | 1.3472 | 1.3472 | 1.3741 | 1.3741 | 1.3741 | 1.3741 | 1.4016 | 1.4016 | 1.4016 | 1.4016 | 1.4297 | 1.4297 | 1.4297 | 1.4297 | 1.4583 | 1.4583 | 1.4583 | 1.4583 | 1.4874 | 1.4874 | 1.4874 | 1.4874 | 1.5172 | 1.5172 | 1.5172 | 1.5172 | 1.5475 | 1.5475 | 1.5475 | 1.5475 | 1.5785 | 1.5785 | 1.5785 | 1.5785 | 1.61 | 1.61 | 1.61 | 1.61 | 1.6422 | 1.6422 | 1.6422 | 1.6422 | 1.6751 | 1.6751 | 1.6751 | 1.6751 | 1.7086 | 1.7086 | 1.7086 | 1.7086 | 1.7427 | 1.7427 | 1.7427 | 1.7427 | 1.7776 | 1.7776 | 1.7776 | 1.7776 | 1.8132 | 1.8132 | 1.8132 | 1.8132 | 1.8494 | 1.8494 | 1.8494 | 1.8494 | 1.8864 | 1.8864 | 1.8864 | 1.8864 | 1.9241 | 1.9241 | 1.9241 | 1.9241 | 1.9626 | 1.9626 | 1.9626 | 1.9626 | 2.0019 | 2.0019 | 2.0019 | 2.0019 | 2.0419 | 2.0419 | 2.0419 | 2.0419 | 2.0827 | 2.0827 | 2.0827 | 2.0827 | 2.1244 | 2.1244 | 2.1244 | 2.1244 | 2.1669 | 2.1669
|  | PV price, direct export, real 2025 (E: curve) | EUR/MWh | v3 capture |  |  | 0 | 78.3445 | 78.3445 | 78.3445 | 78.3445 | 77.571 | 77.571 | 77.571 | 77.571 | 71.5 | 71.5 | 71.5 | 71.5 | 67.002 | 67.002 | 67.002 | 67.002 | 61.6785 | 61.6785 | 61.6785 | 61.6785 | 64.0315 | 64.0315 | 64.0315 | 64.0315 | 62.465 | 62.465 | 62.465 | 62.465 | 62.868 | 62.868 | 62.868 | 62.868 | 60.5345 | 60.5345 | 60.5345 | 60.5345 | 60.4305 | 60.4305 | 60.4305 | 60.4305 | 60.476 | 60.476 | 60.476 | 60.476 | 62.8095 | 62.8095 | 62.8095 | 62.8095 | 62.244 | 62.244 | 62.244 | 62.244 | 61.919 | 61.919 | 61.919 | 61.919 | 61.061 | 61.061 | 61.061 | 61.061 | 60.3135 | 60.3135 | 60.3135 | 60.3135 | 60.853 | 60.853 | 60.853 | 60.853 | 61.0545 | 61.0545 | 61.0545 | 61.0545 | 60.554 | 60.554 | 60.554 | 60.554 | 61.7435 | 61.7435 | 61.7435 | 61.7435 | 61.9905 | 61.9905 | 61.9905 | 61.9905 | 61.8735 | 61.8735 | 61.8735 | 61.8735 | 60.645 | 60.645 | 60.645 | 60.645 | 60.7815 | 60.7815 | 60.7815 | 60.7815 | 60.047 | 60.047 | 60.047 | 60.047 | 59.4425 | 59.4425 | 59.4425 | 59.4425 | 58.305 | 58.305 | 58.305 | 58.305 | 58.9615 | 58.9615 | 58.9615 | 58.9615 | 58.7405 | 58.7405 | 58.7405 | 58.7405 | 58.552 | 58.552 | 58.552 | 58.552 | 57.8305 | 57.8305 | 57.8305 | 57.8305 | 58.4285 | 58.4285 | 58.4285 | 58.4285 | 59.8845 | 59.8845 | 59.8845 | 59.8845 | 60.9245 | 60.9245 | 60.9245 | 60.9245 | 60.2615 | 60.2615 | 60.2615 | 60.2615 | 60.2615 | 60.2615 | 60.2615 | 60.2615 | 60.2615 | 60.2615 | 60.2615 | 60.2615 | 60.2615 | 60.2615 | 60.2615 | 60.2615 | 60.2615 | 60.2615
|  | PV price, energy sent to the BESS, real 2025 (E: curve) | EUR/MWh | v3 capture |  |  | 0 | 78.3445 | 78.3445 | 78.3445 | 78.3445 | 77.571 | 77.571 | 77.571 | 77.571 | 71.5 | 71.5 | 71.5 | 71.5 | 67.002 | 67.002 | 67.002 | 67.002 | 61.6785 | 61.6785 | 61.6785 | 61.6785 | 64.0315 | 64.0315 | 64.0315 | 64.0315 | 62.465 | 62.465 | 62.465 | 62.465 | 62.868 | 62.868 | 62.868 | 62.868 | 60.5345 | 60.5345 | 60.5345 | 60.5345 | 60.4305 | 60.4305 | 60.4305 | 60.4305 | 60.476 | 60.476 | 60.476 | 60.476 | 62.8095 | 62.8095 | 62.8095 | 62.8095 | 62.244 | 62.244 | 62.244 | 62.244 | 61.919 | 61.919 | 61.919 | 61.919 | 61.061 | 61.061 | 61.061 | 61.061 | 60.3135 | 60.3135 | 60.3135 | 60.3135 | 60.853 | 60.853 | 60.853 | 60.853 | 61.0545 | 61.0545 | 61.0545 | 61.0545 | 60.554 | 60.554 | 60.554 | 60.554 | 61.7435 | 61.7435 | 61.7435 | 61.7435 | 61.9905 | 61.9905 | 61.9905 | 61.9905 | 61.8735 | 61.8735 | 61.8735 | 61.8735 | 60.645 | 60.645 | 60.645 | 60.645 | 60.7815 | 60.7815 | 60.7815 | 60.7815 | 60.047 | 60.047 | 60.047 | 60.047 | 59.4425 | 59.4425 | 59.4425 | 59.4425 | 58.305 | 58.305 | 58.305 | 58.305 | 58.9615 | 58.9615 | 58.9615 | 58.9615 | 58.7405 | 58.7405 | 58.7405 | 58.7405 | 58.552 | 58.552 | 58.552 | 58.552 | 57.8305 | 57.8305 | 57.8305 | 57.8305 | 58.4285 | 58.4285 | 58.4285 | 58.4285 | 59.8845 | 59.8845 | 59.8845 | 59.8845 | 60.9245 | 60.9245 | 60.9245 | 60.9245 | 60.2615 | 60.2615 | 60.2615 | 60.2615 | 60.2615 | 60.2615 | 60.2615 | 60.2615 | 60.2615 | 60.2615 | 60.2615 | 60.2615 | 60.2615 | 60.2615 | 60.2615 | 60.2615 | 60.2615 | 60.2615
|  | PV merchant price, direct export, nominal (price set applied) | EUR/MWh |  |  |  | 0 | 79.8307 | 79.8307 | 79.8307 | 79.8307 | 80.7048 | 80.7048 | 80.7048 | 80.7048 | 75.8875 | 75.8875 | 75.8875 | 75.8875 | 72.5649 | 72.5649 | 72.5649 | 72.5649 | 68.1654 | 68.1654 | 68.1654 | 68.1654 | 72.1812 | 72.1812 | 72.1812 | 72.1812 | 71.8236 | 71.8236 | 71.8236 | 71.8236 | 73.7327 | 73.7327 | 73.7327 | 73.7327 | 72.4159 | 72.4159 | 72.4159 | 72.4159 | 73.7373 | 73.7373 | 73.7373 | 73.7373 | 75.2687 | 75.2687 | 75.2687 | 75.2687 | 79.7364 | 79.7364 | 79.7364 | 79.7364 | 80.5989 | 80.5989 | 80.5989 | 80.5989 | 81.7816 | 81.7816 | 81.7816 | 81.7816 | 82.2614 | 82.2614 | 82.2614 | 82.2614 | 82.8794 | 82.8794 | 82.8794 | 82.8794 | 85.2932 | 85.2932 | 85.2932 | 85.2932 | 87.2871 | 87.2871 | 87.2871 | 87.2871 | 88.303 | 88.303 | 88.303 | 88.303 | 91.8383 | 91.8383 | 91.8383 | 91.8383 | 94.0499 | 94.0499 | 94.0499 | 94.0499 | 95.7498 | 95.7498 | 95.7498 | 95.7498 | 95.7256 | 95.7256 | 95.7256 | 95.7256 | 97.8599 | 97.8599 | 97.8599 | 97.8599 | 98.6109 | 98.6109 | 98.6109 | 98.6109 | 99.5706 | 99.5706 | 99.5706 | 99.5706 | 99.6185 | 99.6185 | 99.6185 | 99.6185 | 102.7549 | 102.7549 | 102.7549 | 102.7549 | 104.4172 | 104.4172 | 104.4172 | 104.4172 | 106.1637 | 106.1637 | 106.1637 | 106.1637 | 106.9527 | 106.9527 | 106.9527 | 106.9527 | 110.2198 | 110.2198 | 110.2198 | 110.2198 | 115.2257 | 115.2257 | 115.2257 | 115.2257 | 119.5714 | 119.5714 | 119.5714 | 119.5714 | 120.6356 | 120.6356 | 120.6356 | 120.6356 | 123.0483 | 123.0483 | 123.0483 | 123.0483 | 125.5092 | 125.5092 | 125.5092 | 125.5092 | 128.0194 | 128.0194 | 128.0194 | 128.0194 | 130.5798 | 130.5798
|  | PV transfer price to the BESS, nominal (price set applied) | EUR/MWh |  |  |  | 0 | 79.8307 | 79.8307 | 79.8307 | 79.8307 | 80.7048 | 80.7048 | 80.7048 | 80.7048 | 75.8875 | 75.8875 | 75.8875 | 75.8875 | 72.5649 | 72.5649 | 72.5649 | 72.5649 | 68.1654 | 68.1654 | 68.1654 | 68.1654 | 72.1812 | 72.1812 | 72.1812 | 72.1812 | 71.8236 | 71.8236 | 71.8236 | 71.8236 | 73.7327 | 73.7327 | 73.7327 | 73.7327 | 72.4159 | 72.4159 | 72.4159 | 72.4159 | 73.7373 | 73.7373 | 73.7373 | 73.7373 | 75.2687 | 75.2687 | 75.2687 | 75.2687 | 79.7364 | 79.7364 | 79.7364 | 79.7364 | 80.5989 | 80.5989 | 80.5989 | 80.5989 | 81.7816 | 81.7816 | 81.7816 | 81.7816 | 82.2614 | 82.2614 | 82.2614 | 82.2614 | 82.8794 | 82.8794 | 82.8794 | 82.8794 | 85.2932 | 85.2932 | 85.2932 | 85.2932 | 87.2871 | 87.2871 | 87.2871 | 87.2871 | 88.303 | 88.303 | 88.303 | 88.303 | 91.8383 | 91.8383 | 91.8383 | 91.8383 | 94.0499 | 94.0499 | 94.0499 | 94.0499 | 95.7498 | 95.7498 | 95.7498 | 95.7498 | 95.7256 | 95.7256 | 95.7256 | 95.7256 | 97.8599 | 97.8599 | 97.8599 | 97.8599 | 98.6109 | 98.6109 | 98.6109 | 98.6109 | 99.5706 | 99.5706 | 99.5706 | 99.5706 | 99.6185 | 99.6185 | 99.6185 | 99.6185 | 102.7549 | 102.7549 | 102.7549 | 102.7549 | 104.4172 | 104.4172 | 104.4172 | 104.4172 | 106.1637 | 106.1637 | 106.1637 | 106.1637 | 106.9527 | 106.9527 | 106.9527 | 106.9527 | 110.2198 | 110.2198 | 110.2198 | 110.2198 | 115.2257 | 115.2257 | 115.2257 | 115.2257 | 119.5714 | 119.5714 | 119.5714 | 119.5714 | 120.6356 | 120.6356 | 120.6356 | 120.6356 | 123.0483 | 123.0483 | 123.0483 | 123.0483 | 125.5092 | 125.5092 | 125.5092 | 125.5092 | 128.0194 | 128.0194 | 128.0194 | 128.0194 | 130.5798 | 130.5798
|  | Guarantee of origin price, nominal | EUR/MWh |  |  |  | 1.75 | 1.7832 | 1.7832 | 1.7832 | 1.7832 | 1.8207 | 1.8207 | 1.8207 | 1.8207 | 1.8574 | 1.8574 | 1.8574 | 1.8574 | 1.8953 | 1.8953 | 1.8953 | 1.8953 | 1.9341 | 1.9341 | 1.9341 | 1.9341 | 1.9727 | 1.9727 | 1.9727 | 1.9727 | 2.0122 | 2.0122 | 2.0122 | 2.0122 | 2.0524 | 2.0524 | 2.0524 | 2.0524 | 2.0935 | 2.0935 | 2.0935 | 2.0935 | 2.1353 | 2.1353 | 2.1353 | 2.1353 | 2.1781 | 2.1781 | 2.1781 | 2.1781 | 2.2216 | 2.2216 | 2.2216 | 2.2216 | 2.2661 | 2.2661 | 2.2661 | 2.2661 | 2.3114 | 2.3114 | 2.3114 | 2.3114 | 2.3576 | 2.3576 | 2.3576 | 2.3576 | 2.4048 | 2.4048 | 2.4048 | 2.4048 | 2.4528 | 2.4528 | 2.4528 | 2.4528 | 2.5019 | 2.5019 | 2.5019 | 2.5019 | 2.5519 | 2.5519 | 2.5519 | 2.5519 | 2.603 | 2.603 | 2.603 | 2.603 | 2.655 | 2.655 | 2.655 | 2.655 | 2.7081 | 2.7081 | 2.7081 | 2.7081 | 2.7623 | 2.7623 | 2.7623 | 2.7623 | 2.8175 | 2.8175 | 2.8175 | 2.8175 | 2.8739 | 2.8739 | 2.8739 | 2.8739 | 2.9314 | 2.9314 | 2.9314 | 2.9314 | 2.99 | 2.99 | 2.99 | 2.99 | 3.0498 | 3.0498 | 3.0498 | 3.0498 | 3.1108 | 3.1108 | 3.1108 | 3.1108 | 3.173 | 3.173 | 3.173 | 3.173 | 3.2365 | 3.2365 | 3.2365 | 3.2365 | 3.3012 | 3.3012 | 3.3012 | 3.3012 | 3.3672 | 3.3672 | 3.3672 | 3.3672 | 3.4346 | 3.4346 | 3.4346 | 3.4346 | 3.5033 | 3.5033 | 3.5033 | 3.5033 | 3.5733 | 3.5733 | 3.5733 | 3.5733 | 3.6448 | 3.6448 | 3.6448 | 3.6448 | 3.7177 | 3.7177 | 3.7177 | 3.7177 | 3.7921 | 3.7921
|  | BESS storage total cashflow, real 2025 (E: curve) | EUR k/MW | DC 4h |  |  | 0 | 0 | 0 | 0 | 0 | 186.9751 | 186.9751 | 186.9751 | 186.9751 | 163.0964 | 163.0964 | 163.0964 | 163.0964 | 126.1987 | 126.1987 | 126.1987 | 126.1987 | 110.6063 | 110.6063 | 110.6063 | 110.6063 | 109.7652 | 109.7652 | 109.7652 | 109.7652 | 116.9016 | 116.9016 | 116.9016 | 116.9016 | 104.5569 | 104.5569 | 104.5569 | 104.5569 | 100.306 | 100.306 | 100.306 | 100.306 | 101.6863 | 101.6863 | 101.6863 | 101.6863 | 93.1984 | 93.1984 | 93.1984 | 93.1984 | 90.1416 | 90.1416 | 90.1416 | 90.1416 | 87.4808 | 87.4808 | 87.4808 | 87.4808 | 86.93 | 86.93 | 86.93 | 86.93 | 89.1015 | 89.1015 | 89.1015 | 89.1015 | 87.4713 | 87.4713 | 87.4713 | 87.4713 | 86.6951 | 86.6951 | 86.6951 | 86.6951 | 83.1562 | 83.1562 | 83.1562 | 83.1562 | 80.8572 | 80.8572 | 80.8572 | 80.8572 | 80.2517 | 80.2517 | 80.2517 | 80.2517 | 82.5953 | 82.5953 | 82.5953 | 82.5953 | 80.4917 | 80.4917 | 80.4917 | 80.4917 | 81.955 | 81.955 | 81.955 | 81.955 | 102.8596 | 102.8596 | 102.8596 | 102.8596 | 101.8349 | 101.8349 | 101.8349 | 101.8349 | 100.5564 | 100.5564 | 100.5564 | 100.5564 | 98.6447 | 98.6447 | 98.6447 | 98.6447 | 98.9139 | 98.9139 | 98.9139 | 98.9139 | 96.6053 | 96.6053 | 96.6053 | 96.6053 | 96.5951 | 96.5951 | 96.5951 | 96.5951 | 96.8796 | 96.8796 | 96.8796 | 96.8796 | 92.8973 | 92.8973 | 92.8973 | 92.8973 | 94.0855 | 94.0855 | 94.0855 | 94.0855 | 94.2926 | 94.2926 | 94.2926 | 94.2926 | 91.149 | 91.149 | 91.149 | 91.149 | 91.149 | 91.149 | 91.149 | 91.149 | 91.149 | 91.149 | 91.149 | 91.149 | 91.149 | 91.149 | 91.149 | 91.149 | 91.149 | 91.149
|  | Stack kept with PV-only charging (E: curve) | factor | DC 4h |  |  | 1 | 1 | 1 | 1 | 1 | 0.77913 | 0.77913 | 0.77913 | 0.77913 | 0.83311 | 0.83311 | 0.83311 | 0.83311 | 0.87953 | 0.87953 | 0.87953 | 0.87953 | 0.93621 | 0.93621 | 0.93621 | 0.93621 | 0.93592 | 0.93592 | 0.93592 | 0.93592 | 0.91366 | 0.91366 | 0.91366 | 0.91366 | 0.96269 | 0.96269 | 0.96269 | 0.96269 | 0.98225 | 0.98225 | 0.98225 | 0.98225 | 0.96019 | 0.96019 | 0.96019 | 0.96019 | 0.99842 | 0.99842 | 0.99842 | 0.99842 | 1.0154 | 1.0154 | 1.0154 | 1.0154 | 1.0299 | 1.0299 | 1.0299 | 1.0299 | 1.0052 | 1.0052 | 1.0052 | 1.0052 | 0.97385 | 0.97385 | 0.97385 | 0.97385 | 0.97115 | 0.97115 | 0.97115 | 0.97115 | 0.98765 | 0.98765 | 0.98765 | 0.98765 | 1.0333 | 1.0333 | 1.0333 | 1.0333 | 1.0369 | 1.0369 | 1.0369 | 1.0369 | 1.027 | 1.027 | 1.027 | 1.027 | 0.95515 | 0.95515 | 0.95515 | 0.95515 | 0.96677 | 0.96677 | 0.96677 | 0.96677 | 0.91908 | 0.91908 | 0.91908 | 0.91908 | 0.9627 | 0.9627 | 0.9627 | 0.9627 | 0.92964 | 0.92964 | 0.92964 | 0.92964 | 0.90956 | 0.90956 | 0.90956 | 0.90956 | 0.89029 | 0.89029 | 0.89029 | 0.89029 | 0.89026 | 0.89026 | 0.89026 | 0.89026 | 0.9036 | 0.9036 | 0.9036 | 0.9036 | 0.88243 | 0.88243 | 0.88243 | 0.88243 | 0.86684 | 0.86684 | 0.86684 | 0.86684 | 0.90559 | 0.90559 | 0.90559 | 0.90559 | 0.91542 | 0.91542 | 0.91542 | 0.91542 | 0.90723 | 0.90723 | 0.90723 | 0.90723 | 0.91179 | 0.91179 | 0.91179 | 0.91179 | 0.91179 | 0.91179 | 0.91179 | 0.91179 | 0.91179 | 0.91179 | 0.91179 | 0.91179 | 0.91179 | 0.91179 | 0.91179 | 0.91179 | 0.91179 | 0.91179
|  | aFRR-down and FCR share of the stack (E: curve) | factor | DC 4h |  |  | 0 | 0 | 0 | 0 | 0 | 0.16712 | 0.16712 | 0.16712 | 0.16712 | 0.1251 | 0.1251 | 0.1251 | 0.1251 | 0.11067 | 0.11067 | 0.11067 | 0.11067 | 0.12183 | 0.12183 | 0.12183 | 0.12183 | 0.12357 | 0.12357 | 0.12357 | 0.12357 | 0.11764 | 0.11764 | 0.11764 | 0.11764 | 0.1141 | 0.1141 | 0.1141 | 0.1141 | 0.12046 | 0.12046 | 0.12046 | 0.12046 | 0.13585 | 0.13585 | 0.13585 | 0.13585 | 0.14117 | 0.14117 | 0.14117 | 0.14117 | 0.13681 | 0.13681 | 0.13681 | 0.13681 | 0.14991 | 0.14991 | 0.14991 | 0.14991 | 0.1514 | 0.1514 | 0.1514 | 0.1514 | 0.14701 | 0.14701 | 0.14701 | 0.14701 | 0.14526 | 0.14526 | 0.14526 | 0.14526 | 0.15087 | 0.15087 | 0.15087 | 0.15087 | 0.15549 | 0.15549 | 0.15549 | 0.15549 | 0.15505 | 0.15505 | 0.15505 | 0.15505 | 0.1517 | 0.1517 | 0.1517 | 0.1517 | 0.15771 | 0.15771 | 0.15771 | 0.15771 | 0.16092 | 0.16092 | 0.16092 | 0.16092 | 0.15601 | 0.15601 | 0.15601 | 0.15601 | 0.11886 | 0.11886 | 0.11886 | 0.11886 | 0.12095 | 0.12095 | 0.12095 | 0.12095 | 0.12522 | 0.12522 | 0.12522 | 0.12522 | 0.12656 | 0.12656 | 0.12656 | 0.12656 | 0.12711 | 0.12711 | 0.12711 | 0.12711 | 0.12807 | 0.12807 | 0.12807 | 0.12807 | 0.1263 | 0.1263 | 0.1263 | 0.1263 | 0.12288 | 0.12288 | 0.12288 | 0.12288 | 0.12596 | 0.12596 | 0.12596 | 0.12596 | 0.12194 | 0.12194 | 0.12194 | 0.12194 | 0.1249 | 0.1249 | 0.1249 | 0.1249 | 0.13528 | 0.13528 | 0.13528 | 0.13528 | 0.13528 | 0.13528 | 0.13528 | 0.13528 | 0.13528 | 0.13528 | 0.13528 | 0.13528 | 0.13528 | 0.13528 | 0.13528 | 0.13528 | 0.13528 | 0.13528
|  | Stack kept without grid charging | factor |  |  |  | 1 | 1 | 1 | 1 | 1 | 0.77913 | 0.77913 | 0.77913 | 0.77913 | 0.83311 | 0.83311 | 0.83311 | 0.83311 | 0.87953 | 0.87953 | 0.87953 | 0.87953 | 0.93621 | 0.93621 | 0.93621 | 0.93621 | 0.93592 | 0.93592 | 0.93592 | 0.93592 | 0.91366 | 0.91366 | 0.91366 | 0.91366 | 0.96269 | 0.96269 | 0.96269 | 0.96269 | 0.98225 | 0.98225 | 0.98225 | 0.98225 | 0.96019 | 0.96019 | 0.96019 | 0.96019 | 0.99842 | 0.99842 | 0.99842 | 0.99842 | 1 | 1 | 1 | 1 | 1 | 1 | 1 | 1 | 1 | 1 | 1 | 1 | 0.97385 | 0.97385 | 0.97385 | 0.97385 | 0.97115 | 0.97115 | 0.97115 | 0.97115 | 0.98765 | 0.98765 | 0.98765 | 0.98765 | 1 | 1 | 1 | 1 | 1 | 1 | 1 | 1 | 1 | 1 | 1 | 1 | 0.95515 | 0.95515 | 0.95515 | 0.95515 | 0.96677 | 0.96677 | 0.96677 | 0.96677 | 0.91908 | 0.91908 | 0.91908 | 0.91908 | 0.9627 | 0.9627 | 0.9627 | 0.9627 | 0.92964 | 0.92964 | 0.92964 | 0.92964 | 0.90956 | 0.90956 | 0.90956 | 0.90956 | 0.89029 | 0.89029 | 0.89029 | 0.89029 | 0.89026 | 0.89026 | 0.89026 | 0.89026 | 0.9036 | 0.9036 | 0.9036 | 0.9036 | 0.88243 | 0.88243 | 0.88243 | 0.88243 | 0.86684 | 0.86684 | 0.86684 | 0.86684 | 0.90559 | 0.90559 | 0.90559 | 0.90559 | 0.91542 | 0.91542 | 0.91542 | 0.91542 | 0.90723 | 0.90723 | 0.90723 | 0.90723 | 0.91179 | 0.91179 | 0.91179 | 0.91179 | 0.91179 | 0.91179 | 0.91179 | 0.91179 | 0.91179 | 0.91179 | 0.91179 | 0.91179 | 0.91179 | 0.91179 | 0.91179 | 0.91179 | 0.91179 | 0.91179
|  | Grid charging allowed: import ÷ BESS MW (E) | % | 0%
|  | BESS merchant revenue per MW-year, nominal (haircut, availability, charging) | EUR k/MW |  |  |  | 0 | 0 | 0 | 0 | 0 | 151.5634 | 151.5634 | 151.5634 | 151.5634 | 144.2146 | 144.2146 | 144.2146 | 144.2146 | 120.2115 | 120.2115 | 120.2115 | 120.2115 | 114.4414 | 114.4414 | 114.4414 | 114.4414 | 115.8066 | 115.8066 | 115.8066 | 115.8066 | 122.8111 | 122.8111 | 122.8111 | 122.8111 | 118.0507 | 118.0507 | 118.0507 | 118.0507 | 117.8641 | 117.8641 | 117.8641 | 117.8641 | 119.1378 | 119.1378 | 119.1378 | 119.1378 | 115.812 | 115.812 | 115.812 | 115.812 | 114.4344 | 114.4344 | 114.4344 | 114.4344 | 113.2777 | 113.2777 | 113.2777 | 113.2777 | 114.8158 | 114.8158 | 114.8158 | 114.8158 | 116.8981 | 116.8981 | 116.8981 | 116.8981 | 116.731 | 116.731 | 116.731 | 116.731 | 120.0134 | 120.0134 | 120.0134 | 120.0134 | 118.885 | 118.885 | 118.885 | 118.885 | 117.9101 | 117.9101 | 117.9101 | 117.9101 | 119.3678 | 119.3678 | 119.3678 | 119.3678 | 119.6911 | 119.6911 | 119.6911 | 119.6911 | 120.4224 | 120.4224 | 120.4224 | 120.4224 | 118.8948 | 118.8948 | 118.8948 | 118.8948 | 159.4301 | 159.4301 | 159.4301 | 159.4301 | 155.4699 | 155.4699 | 155.4699 | 155.4699 | 153.2066 | 153.2066 | 153.2066 | 153.2066 | 150.0514 | 150.0514 | 150.0514 | 150.0514 | 153.4644 | 153.4644 | 153.4644 | 153.4644 | 155.1721 | 155.1721 | 155.1721 | 155.1721 | 154.5505 | 154.5505 | 154.5505 | 154.5505 | 155.3118 | 155.3118 | 155.3118 | 155.3118 | 158.6972 | 158.6972 | 158.6972 | 158.6972 | 165.7208 | 165.7208 | 165.7208 | 165.7208 | 167.8914 | 167.8914 | 167.8914 | 167.8914 | 166.3725 | 166.3725 | 166.3725 | 166.3725 | 169.6999 | 169.6999 | 169.6999 | 169.6999 | 173.0939 | 173.0939 | 173.0939 | 173.0939 | 176.5558 | 176.5558 | 176.5558 | 176.5558 | 180.0869 | 180.0869
|  | BESS repower year (E: used, F: repower year of the curve) | year | 2048 | 2048
|  | BESS in service (0 from the repower year if not repowered) | flag | bar: 1 to 155
x |  | Offtake offers (case C; merchant tail after the tenor)
|  | Offer applies on this sheet (case table) | flag | 0
|  | PV offer: column (E), fixed price (F: 1 = yes) | # | 2 | 1
|  | PV offer handling fee: share (E), floor (F) | EUR/MWh | 0% | 0
|  | PV offer: fee cap (E), fixed price (F) | EUR/MWh | 0 | 43.96
|  | PV offer in force (E: start, F: end) | factor | 2028-01-01 | 2030-12-31 |  | 0 | 0 | 0 | 0 | 0 | 0 | 0 | 0 | 0 | 0 | 0 | 0 | 0 | 0 | 0 | 0 | 0 | 0 | 0 | 0 | 0 | 0 | 0 | 0 | 0 | 0 | 0 | 0 | 0 | 0 | 0 | 0 | 0 | 0 | 0 | 0 | 0 | 0 | 0 | 0 | 0 | 0 | 0 | 0 | 0 | 0 | 0 | 0 | 0 | 0 | 0 | 0 | 0 | 0 | 0 | 0 | 0 | 0 | 0 | 0 | 0 | 0 | 0 | 0 | 0 | 0 | 0 | 0 | 0 | 0 | 0 | 0 | 0 | 0 | 0 | 0 | 0 | 0 | 0 | 0 | 0 | 0 | 0 | 0 | 0 | 0 | 0 | 0 | 0 | 0 | 0 | 0 | 0 | 0 | 0 | 0 | 0 | 0 | 0 | 0 | 0 | 0 | 0 | 0 | 0 | 0 | 0 | 0 | 0 | 0 | 0 | 0 | 0 | 0 | 0 | 0 | 0 | 0 | 0 | 0 | 0 | 0 | 0 | 0 | 0 | 0 | 0 | 0 | 0 | 0 | 0 | 0 | 0 | 0 | 0 | 0 | 0 | 0 | 0 | 0 | 0 | 0 | 0 | 0 | 0 | 0 | 0 | 0 | 0 | 0 | 0 | 0 | 0 | 0 | 0
|  | PV offer handling fee | EUR/MWh |  |  |  | 0 | 0 | 0 | 0 | 0 | 0 | 0 | 0 | 0 | 0 | 0 | 0 | 0 | 0 | 0 | 0 | 0 | 0 | 0 | 0 | 0 | 0 | 0 | 0 | 0 | 0 | 0 | 0 | 0 | 0 | 0 | 0 | 0 | 0 | 0 | 0 | 0 | 0 | 0 | 0 | 0 | 0 | 0 | 0 | 0 | 0 | 0 | 0 | 0 | 0 | 0 | 0 | 0 | 0 | 0 | 0 | 0 | 0 | 0 | 0 | 0 | 0 | 0 | 0 | 0 | 0 | 0 | 0 | 0 | 0 | 0 | 0 | 0 | 0 | 0 | 0 | 0 | 0 | 0 | 0 | 0 | 0 | 0 | 0 | 0 | 0 | 0 | 0 | 0 | 0 | 0 | 0 | 0 | 0 | 0 | 0 | 0 | 0 | 0 | 0 | 0 | 0 | 0 | 0 | 0 | 0 | 0 | 0 | 0 | 0 | 0 | 0 | 0 | 0 | 0 | 0 | 0 | 0 | 0 | 0 | 0 | 0 | 0 | 0 | 0 | 0 | 0 | 0 | 0 | 0 | 0 | 0 | 0 | 0 | 0 | 0 | 0 | 0 | 0 | 0 | 0 | 0 | 0 | 0 | 0 | 0 | 0 | 0 | 0 | 0 | 0 | 0 | 0 | 0 | 0
|  | PV price received on direct export (offer in force, else merchant) | EUR/MWh |  |  |  | 0 | 79.8307 | 79.8307 | 79.8307 | 79.8307 | 80.7048 | 80.7048 | 80.7048 | 80.7048 | 75.8875 | 75.8875 | 75.8875 | 75.8875 | 72.5649 | 72.5649 | 72.5649 | 72.5649 | 68.1654 | 68.1654 | 68.1654 | 68.1654 | 72.1812 | 72.1812 | 72.1812 | 72.1812 | 71.8236 | 71.8236 | 71.8236 | 71.8236 | 73.7327 | 73.7327 | 73.7327 | 73.7327 | 72.4159 | 72.4159 | 72.4159 | 72.4159 | 73.7373 | 73.7373 | 73.7373 | 73.7373 | 75.2687 | 75.2687 | 75.2687 | 75.2687 | 79.7364 | 79.7364 | 79.7364 | 79.7364 | 80.5989 | 80.5989 | 80.5989 | 80.5989 | 81.7816 | 81.7816 | 81.7816 | 81.7816 | 82.2614 | 82.2614 | 82.2614 | 82.2614 | 82.8794 | 82.8794 | 82.8794 | 82.8794 | 85.2932 | 85.2932 | 85.2932 | 85.2932 | 87.2871 | 87.2871 | 87.2871 | 87.2871 | 88.303 | 88.303 | 88.303 | 88.303 | 91.8383 | 91.8383 | 91.8383 | 91.8383 | 94.0499 | 94.0499 | 94.0499 | 94.0499 | 95.7498 | 95.7498 | 95.7498 | 95.7498 | 95.7256 | 95.7256 | 95.7256 | 95.7256 | 97.8599 | 97.8599 | 97.8599 | 97.8599 | 98.6109 | 98.6109 | 98.6109 | 98.6109 | 99.5706 | 99.5706 | 99.5706 | 99.5706 | 99.6185 | 99.6185 | 99.6185 | 99.6185 | 102.7549 | 102.7549 | 102.7549 | 102.7549 | 104.4172 | 104.4172 | 104.4172 | 104.4172 | 106.1637 | 106.1637 | 106.1637 | 106.1637 | 106.9527 | 106.9527 | 106.9527 | 106.9527 | 110.2198 | 110.2198 | 110.2198 | 110.2198 | 115.2257 | 115.2257 | 115.2257 | 115.2257 | 119.5714 | 119.5714 | 119.5714 | 119.5714 | 120.6356 | 120.6356 | 120.6356 | 120.6356 | 123.0483 | 123.0483 | 123.0483 | 123.0483 | 125.5092 | 125.5092 | 125.5092 | 125.5092 | 128.0194 | 128.0194 | 128.0194 | 128.0194 | 130.5798 | 130.5798
|  | BESS offer: column (E), fixed fee per MW-year, not scaled above the offer (F) | EUR k/MW | 3 | 49.7
|  | BESS offer duration ≠ built duration (E: 1 = yes) | flag | 0
|  | BESS offer: owner share (E), grid charge deducted (F) | EUR k/MW | 0% | 0
|  | BESS offer in force (E: start, F: end) | factor | 2028-01-01 | 2030-12-31 |  | 0 | 0 | 0 | 0 | 0 | 0 | 0 | 0 | 0 | 0 | 0 | 0 | 0 | 0 | 0 | 0 | 0 | 0 | 0 | 0 | 0 | 0 | 0 | 0 | 0 | 0 | 0 | 0 | 0 | 0 | 0 | 0 | 0 | 0 | 0 | 0 | 0 | 0 | 0 | 0 | 0 | 0 | 0 | 0 | 0 | 0 | 0 | 0 | 0 | 0 | 0 | 0 | 0 | 0 | 0 | 0 | 0 | 0 | 0 | 0 | 0 | 0 | 0 | 0 | 0 | 0 | 0 | 0 | 0 | 0 | 0 | 0 | 0 | 0 | 0 | 0 | 0 | 0 | 0 | 0 | 0 | 0 | 0 | 0 | 0 | 0 | 0 | 0 | 0 | 0 | 0 | 0 | 0 | 0 | 0 | 0 | 0 | 0 | 0 | 0 | 0 | 0 | 0 | 0 | 0 | 0 | 0 | 0 | 0 | 0 | 0 | 0 | 0 | 0 | 0 | 0 | 0 | 0 | 0 | 0 | 0 | 0 | 0 | 0 | 0 | 0 | 0 | 0 | 0 | 0 | 0 | 0 | 0 | 0 | 0 | 0 | 0 | 0 | 0 | 0 | 0 | 0 | 0 | 0 | 0 | 0 | 0 | 0 | 0 | 0 | 0 | 0 | 0 | 0 | 0
|  | E.ON band table row this year (0 = none; E: bands apply) | # | 0 |  |  | 0 | 0 | 0 | 0 | 0 | 0 | 0 | 0 | 0 | 0 | 0 | 0 | 0 | 0 | 0 | 0 | 0 | 0 | 0 | 0 | 0 | 0 | 0 | 0 | 0 | 0 | 0 | 0 | 0 | 0 | 0 | 0 | 0 | 0 | 0 | 0 | 0 | 0 | 0 | 0 | 0 | 0 | 0 | 0 | 0 | 0 | 0 | 0 | 0 | 0 | 0 | 0 | 0 | 0 | 0 | 0 | 0 | 0 | 0 | 0 | 0 | 0 | 0 | 0 | 0 | 0 | 0 | 0 | 0 | 0 | 0 | 0 | 0 | 0 | 0 | 0 | 0 | 0 | 0 | 0 | 0 | 0 | 0 | 0 | 0 | 0 | 0 | 0 | 0 | 0 | 0 | 0 | 0 | 0 | 0 | 0 | 0 | 0 | 0 | 0 | 0 | 0 | 0 | 0 | 0 | 0 | 0 | 0 | 0 | 0 | 0 | 0 | 0 | 0 | 0 | 0 | 0 | 0 | 0 | 0 | 0 | 0 | 0 | 0 | 0 | 0 | 0 | 0 | 0 | 0 | 0 | 0 | 0 | 0 | 0 | 0 | 0 | 0 | 0 | 0 | 0 | 0 | 0 | 0 | 0 | 0 | 0 | 0 | 0 | 0 | 0 | 0 | 0 | 0 | 0
|  | Band table row looked up | # | bar: 1 to 155
|  | E.ON fee on the stack, by band | EUR k/MW |  |  |  | 0 | 0 | 0 | 0 | 0 | 0 | 0 | 0 | 0 | 0 | 0 | 0 | 0 | 0 | 0 | 0 | 0 | 0 | 0 | 0 | 0 | 0 | 0 | 0 | 0 | 0 | 0 | 0 | 0 | 0 | 0 | 0 | 0 | 0 | 0 | 0 | 0 | 0 | 0 | 0 | 0 | 0 | 0 | 0 | 0 | 0 | 0 | 0 | 0 | 0 | 0 | 0 | 0 | 0 | 0 | 0 | 0 | 0 | 0 | 0 | 0 | 0 | 0 | 0 | 0 | 0 | 0 | 0 | 0 | 0 | 0 | 0 | 0 | 0 | 0 | 0 | 0 | 0 | 0 | 0 | 0 | 0 | 0 | 0 | 0 | 0 | 0 | 0 | 0 | 0 | 0 | 0 | 0 | 0 | 0 | 0 | 0 | 0 | 0 | 0 | 0 | 0 | 0 | 0 | 0 | 0 | 0 | 0 | 0 | 0 | 0 | 0 | 0 | 0 | 0 | 0 | 0 | 0 | 0 | 0 | 0 | 0 | 0 | 0 | 0 | 0 | 0 | 0 | 0 | 0 | 0 | 0 | 0 | 0 | 0 | 0 | 0 | 0 | 0 | 0 | 0 | 0 | 0 | 0 | 0 | 0 | 0 | 0 | 0 | 0 | 0 | 0 | 0 | 0 | 0
|  | Guaranteed floor in band years | EUR k/MW |  |  |  | 0 | 0 | 0 | 0 | 0 | 0 | 0 | 0 | 0 | 0 | 0 | 0 | 0 | 0 | 0 | 0 | 0 | 0 | 0 | 0 | 0 | 0 | 0 | 0 | 0 | 0 | 0 | 0 | 0 | 0 | 0 | 0 | 0 | 0 | 0 | 0 | 0 | 0 | 0 | 0 | 0 | 0 | 0 | 0 | 0 | 0 | 0 | 0 | 0 | 0 | 0 | 0 | 0 | 0 | 0 | 0 | 0 | 0 | 0 | 0 | 0 | 0 | 0 | 0 | 0 | 0 | 0 | 0 | 0 | 0 | 0 | 0 | 0 | 0 | 0 | 0 | 0 | 0 | 0 | 0 | 0 | 0 | 0 | 0 | 0 | 0 | 0 | 0 | 0 | 0 | 0 | 0 | 0 | 0 | 0 | 0 | 0 | 0 | 0 | 0 | 0 | 0 | 0 | 0 | 0 | 0 | 0 | 0 | 0 | 0 | 0 | 0 | 0 | 0 | 0 | 0 | 0 | 0 | 0 | 0 | 0 | 0 | 0 | 0 | 0 | 0 | 0 | 0 | 0 | 0 | 0 | 0 | 0 | 0 | 0 | 0 | 0 | 0 | 0 | 0 | 0 | 0 | 0 | 0 | 0 | 0 | 0 | 0 | 0 | 0 | 0 | 0 | 0 | 0 | 0
|  | Owner share of the stack above the fixed fee | % | bar: 1 to 155
|  | Owner BESS revenue per MW-year under the offer | EUR k/MW |  |  |  | 49.7 | 49.7 | 49.7 | 49.7 | 49.7 | 49.7 | 49.7 | 49.7 | 49.7 | 49.7 | 49.7 | 49.7 | 49.7 | 49.7 | 49.7 | 49.7 | 49.7 | 49.7 | 49.7 | 49.7 | 49.7 | 49.7 | 49.7 | 49.7 | 49.7 | 49.7 | 49.7 | 49.7 | 49.7 | 49.7 | 49.7 | 49.7 | 49.7 | 49.7 | 49.7 | 49.7 | 49.7 | 49.7 | 49.7 | 49.7 | 49.7 | 49.7 | 49.7 | 49.7 | 49.7 | 49.7 | 49.7 | 49.7 | 49.7 | 49.7 | 49.7 | 49.7 | 49.7 | 49.7 | 49.7 | 49.7 | 49.7 | 49.7 | 49.7 | 49.7 | 49.7 | 49.7 | 49.7 | 49.7 | 49.7 | 49.7 | 49.7 | 49.7 | 49.7 | 49.7 | 49.7 | 49.7 | 49.7 | 49.7 | 49.7 | 49.7 | 49.7 | 49.7 | 49.7 | 49.7 | 49.7 | 49.7 | 49.7 | 49.7 | 49.7 | 49.7 | 49.7 | 49.7 | 49.7 | 49.7 | 49.7 | 49.7 | 49.7 | 49.7 | 49.7 | 49.7 | 49.7 | 49.7 | 49.7 | 49.7 | 49.7 | 49.7 | 49.7 | 49.7 | 49.7 | 49.7 | 49.7 | 49.7 | 49.7 | 49.7 | 49.7 | 49.7 | 49.7 | 49.7 | 49.7 | 49.7 | 49.7 | 49.7 | 49.7 | 49.7 | 49.7 | 49.7 | 49.7 | 49.7 | 49.7 | 49.7 | 49.7 | 49.7 | 49.7 | 49.7 | 49.7 | 49.7 | 49.7 | 49.7 | 49.7 | 49.7 | 49.7 | 49.7 | 49.7 | 49.7 | 49.7 | 49.7 | 49.7 | 49.7 | 49.7 | 49.7 | 49.7 | 49.7 | 49.7 | 49.7 | 49.7 | 49.7 | 49.7 | 49.7 | 49.7
|  | BESS revenue per MW-year received | EUR k/MW |  |  |  | 0 | 0 | 0 | 0 | 0 | 151.5634 | 151.5634 | 151.5634 | 151.5634 | 144.2146 | 144.2146 | 144.2146 | 144.2146 | 120.2115 | 120.2115 | 120.2115 | 120.2115 | 114.4414 | 114.4414 | 114.4414 | 114.4414 | 115.8066 | 115.8066 | 115.8066 | 115.8066 | 122.8111 | 122.8111 | 122.8111 | 122.8111 | 118.0507 | 118.0507 | 118.0507 | 118.0507 | 117.8641 | 117.8641 | 117.8641 | 117.8641 | 119.1378 | 119.1378 | 119.1378 | 119.1378 | 115.812 | 115.812 | 115.812 | 115.812 | 114.4344 | 114.4344 | 114.4344 | 114.4344 | 113.2777 | 113.2777 | 113.2777 | 113.2777 | 114.8158 | 114.8158 | 114.8158 | 114.8158 | 116.8981 | 116.8981 | 116.8981 | 116.8981 | 116.731 | 116.731 | 116.731 | 116.731 | 120.0134 | 120.0134 | 120.0134 | 120.0134 | 118.885 | 118.885 | 118.885 | 118.885 | 117.9101 | 117.9101 | 117.9101 | 117.9101 | 119.3678 | 119.3678 | 119.3678 | 119.3678 | 119.6911 | 119.6911 | 119.6911 | 119.6911 | 120.4224 | 120.4224 | 120.4224 | 120.4224 | 118.8948 | 118.8948 | 118.8948 | 118.8948 | 159.4301 | 159.4301 | 159.4301 | 159.4301 | 155.4699 | 155.4699 | 155.4699 | 155.4699 | 153.2066 | 153.2066 | 153.2066 | 153.2066 | 150.0514 | 150.0514 | 150.0514 | 150.0514 | 153.4644 | 153.4644 | 153.4644 | 153.4644 | 155.1721 | 155.1721 | 155.1721 | 155.1721 | 154.5505 | 154.5505 | 154.5505 | 154.5505 | 155.3118 | 155.3118 | 155.3118 | 155.3118 | 158.6972 | 158.6972 | 158.6972 | 158.6972 | 165.7208 | 165.7208 | 165.7208 | 165.7208 | 167.8914 | 167.8914 | 167.8914 | 167.8914 | 166.3725 | 166.3725 | 166.3725 | 166.3725 | 169.6999 | 169.6999 | 169.6999 | 169.6999 | 173.0939 | 173.0939 | 173.0939 | 173.0939 | 176.5558 | 176.5558 | 176.5558 | 176.5558 | 180.0869 | 180.0869
x |  | Capacity and energy (annual balance; hourly limits inside Aurora's dispatch)
|  | PV generation after availability and degradation (E: first full year) | MWh | 75611.9918 |  | 2523000.6922 | 0 | 0 | 0 | 0 | 0 | 0 | 0 | 0 | 0 | 0 | 18915.2226 | 19108.763 | 19094.2974 | 18665.0636 | 18858.4769 | 19051.4368 | 19037.0145 | 18609.0684 | 18801.9015 | 18994.2824 | 18979.9035 | 18553.2412 | 18745.4958 | 18937.2996 | 18922.9638 | 18703.1102 | 18689.1055 | 18880.3323 | 18866.0396 | 18441.9369 | 18633.0382 | 18823.6913 | 18809.4415 | 18386.6111 | 18577.139 | 18767.2202 | 18753.0132 | 18331.4513 | 18521.4076 | 18710.9185 | 18696.7541 | 18479.5287 | 18465.6914 | 18654.6322 | 18640.5104 | 18221.4776 | 18410.2943 | 18598.6683 | 18584.5889 | 18166.8131 | 18355.0634 | 18542.8723 | 18528.8351 | 18112.3127 | 18299.9983 | 18487.2437 | 18473.2486 | 18258.6199 | 18244.9481 | 18431.6303 | 18417.6773 | 18003.6536 | 18190.2132 | 18376.3354 | 18362.4242 | 17949.6427 | 18135.6426 | 18321.2064 | 18307.337 | 17895.7937 | 18081.2357 | 18266.2427 | 18252.4149 | 18040.352 | 18026.8436 | 18211.2941 | 18197.5079 | 17788.4336 | 17972.763 | 18156.6602 | 18142.9154 | 17735.0683 | 17918.8447 | 18102.1903 | 18088.4866 | 17681.8631 | 17865.0882 | 18047.8837 | 18034.2212 | 17824.6933 | 17811.3463 | 17993.5919 | 17979.9705 | 17575.7864 | 17757.9123 | 17939.6111 | 17926.0306 | 17523.059 | 17704.6386 | 17885.7923 | 17872.2525 | 17470.4898 | 17651.5246 | 17832.1349 | 17818.6357 | 17611.6126 | 17598.4252 | 17778.4922 | 17765.0336 | 17365.6812 | 17545.6299 | 17725.1567 | 17711.7385 | 17313.5842 | 17492.993 | 17671.9812 | 17658.6033 | 17261.6434 | 17440.5141 | 17618.9653 | 17605.6275 | 17401.0791 | 17388.0494 | 17565.9638 | 17552.6661 | 17158.0877 | 17335.8852 | 17513.2659 | 17500.0081 | 17106.6134 | 17283.8776 | 17460.7261 | 17447.5081 | 17055.2936 | 17232.0259 | 17408.3439 | 17395.1656 | 17193.0624 | 17180.1885 | 17355.976 | 17342.8373 | 16952.9757 | 17128.6479 | 17303.9081 | 17290.8088 | 16902.1168 | 17077.2619 | 17251.9964 | 17238.9364 | 16851.4105 | 0 | 0 | 0 | 0 | 0
|  | Clipped (case table: v3 + fix 5 in A, DC-coupled 0 in B, C) | MWh |  |  | -50460.0138 | 0 | 0 | 0 | 0 | 0 | 0 | 0 | 0 | 0 | 0 | -378.3045 | -382.1753 | -381.8859 | -373.3013 | -377.1695 | -381.0287 | -380.7403 | -372.1814 | -376.038 | -379.8856 | -379.5981 | -371.0648 | -374.9099 | -378.746 | -378.4593 | -374.0622 | -373.7821 | -377.6066 | -377.3208 | -368.8387 | -372.6608 | -376.4738 | -376.1888 | -367.7322 | -371.5428 | -375.3444 | -375.0603 | -366.629 | -370.4282 | -374.2184 | -373.9351 | -369.5906 | -369.3138 | -373.0926 | -372.8102 | -364.4296 | -368.2059 | -371.9734 | -371.6918 | -363.3363 | -367.1013 | -370.8574 | -370.5767 | -362.2463 | -366 | -369.7449 | -369.465 | -365.1724 | -364.899 | -368.6326 | -368.3535 | -360.0731 | -363.8043 | -367.5267 | -367.2485 | -358.9929 | -362.7129 | -366.4241 | -366.1467 | -357.9159 | -361.6247 | -365.3249 | -365.0483 | -360.807 | -360.5369 | -364.2259 | -363.9502 | -355.7687 | -359.4553 | -363.1332 | -362.8583 | -354.7014 | -358.3769 | -362.0438 | -361.7697 | -353.6373 | -357.3018 | -360.9577 | -360.6844 | -356.4939 | -356.2269 | -359.8718 | -359.5994 | -351.5157 | -355.1582 | -358.7922 | -358.5206 | -350.4612 | -354.0928 | -357.7158 | -357.4451 | -349.4098 | -353.0305 | -356.6427 | -356.3727 | -352.2323 | -351.9685 | -355.5698 | -355.3007 | -347.3136 | -350.9126 | -354.5031 | -354.2348 | -346.2717 | -349.8599 | -353.4396 | -353.1721 | -345.2329 | -348.8103 | -352.3793 | -352.1125 | -348.0216 | -347.761 | -351.3193 | -351.0533 | -343.1618 | -346.7177 | -350.2653 | -350.0002 | -342.1323 | -345.6776 | -349.2145 | -348.9502 | -341.1059 | -344.6405 | -348.1669 | -347.9033 | -343.8612 | -343.6038 | -347.1195 | -346.8567 | -339.0595 | -342.573 | -346.0782 | -345.8162 | -338.0423 | -341.5452 | -345.0399 | -344.7787 | -337.0282 | 0 | 0 | 0 | 0 | 0
|  | Aurora block: charge from PV per MW (E: curve) | MWh | DC 4h |  |  | 0 | 0 | 0 | 0 | 0 | -992.693 | -992.693 | -992.693 | -992.693 | -1020.716 | -1020.716 | -1020.716 | -1020.716 | -1012.6381 | -1012.6381 | -1012.6381 | -1012.6381 | -1008.4149 | -1008.4149 | -1008.4149 | -1008.4149 | -990.2291 | -990.2291 | -990.2291 | -990.2291 | -965.7277 | -965.7277 | -965.7277 | -965.7277 | -971.9878 | -971.9878 | -971.9878 | -971.9878 | -972.8615 | -972.8615 | -972.8615 | -972.8615 | -967.9964 | -967.9964 | -967.9964 | -967.9964 | -946.5485 | -946.5485 | -946.5485 | -946.5485 | -903.1229 | -903.1229 | -903.1229 | -903.1229 | -915.2843 | -915.2843 | -915.2843 | -915.2843 | -884.8901 | -884.8901 | -884.8901 | -884.8901 | -884.9463 | -884.9463 | -884.9463 | -884.9463 | -864.1254 | -864.1254 | -864.1254 | -864.1254 | -842.2233 | -842.2233 | -842.2233 | -842.2233 | -840.9919 | -840.9919 | -840.9919 | -840.9919 | -817.1254 | -817.1254 | -817.1254 | -817.1254 | -792.7673 | -792.7673 | -792.7673 | -792.7673 | -779.2749 | -779.2749 | -779.2749 | -779.2749 | -745.0659 | -745.0659 | -745.0659 | -745.0659 | -713.8381 | -713.8381 | -713.8381 | -713.8381 | -1040.0928 | -1040.0928 | -1040.0928 | -1040.0928 | -993.6577 | -993.6577 | -993.6577 | -993.6577 | -961.9961 | -961.9961 | -961.9961 | -961.9961 | -930.5436 | -930.5436 | -930.5436 | -930.5436 | -926.4061 | -926.4061 | -926.4061 | -926.4061 | -914.0978 | -914.0978 | -914.0978 | -914.0978 | -891.804 | -891.804 | -891.804 | -891.804 | -870.1369 | -870.1369 | -870.1369 | -870.1369 | -864.3226 | -864.3226 | -864.3226 | -864.3226 | -866.7103 | -866.7103 | -866.7103 | -866.7103 | -855.4343 | -855.4343 | -855.4343 | -855.4343 | -841.2945 | -841.2945 | -841.2945 | -841.2945 | -841.2945 | -841.2945 | -841.2945 | -841.2945 | -841.2945 | -841.2945 | -841.2945 | -841.2945 | -841.2945 | -841.2945 | -841.2945 | -841.2945 | -841.2945 | -841.2945
|  | Aurora block: charge from the grid per MW | MWh | DC 4h |  |  | 0 | 0 | 0 | 0 | 0 | -751.2864 | -751.2864 | -751.2864 | -751.2864 | -663.4651 | -663.4651 | -663.4651 | -663.4651 | -620.4226 | -620.4226 | -620.4226 | -620.4226 | -590.1511 | -590.1511 | -590.1511 | -590.1511 | -581.2038 | -581.2038 | -581.2038 | -581.2038 | -575.7633 | -575.7633 | -575.7633 | -575.7633 | -541.5601 | -541.5601 | -541.5601 | -541.5601 | -528.8797 | -528.8797 | -528.8797 | -528.8797 | -511.5346 | -511.5346 | -511.5346 | -511.5346 | -508.937 | -508.937 | -508.937 | -508.937 | -526.8934 | -526.8934 | -526.8934 | -526.8934 | -498.3811 | -498.3811 | -498.3811 | -498.3811 | -514.227 | -514.227 | -514.227 | -514.227 | -503.7885 | -503.7885 | -503.7885 | -503.7885 | -488.2364 | -488.2364 | -488.2364 | -488.2364 | -508.2008 | -508.2008 | -508.2008 | -508.2008 | -499.9489 | -499.9489 | -499.9489 | -499.9489 | -500.0408 | -500.0408 | -500.0408 | -500.0408 | -503.0987 | -503.0987 | -503.0987 | -503.0987 | -497.3492 | -497.3492 | -497.3492 | -497.3492 | -514.4342 | -514.4342 | -514.4342 | -514.4342 | -548.9479 | -548.9479 | -548.9479 | -548.9479 | -707.1955 | -707.1955 | -707.1955 | -707.1955 | -688.1043 | -688.1043 | -688.1043 | -688.1043 | -668.9565 | -668.9565 | -668.9565 | -668.9565 | -681.6947 | -681.6947 | -681.6947 | -681.6947 | -644.5721 | -644.5721 | -644.5721 | -644.5721 | -635.1304 | -635.1304 | -635.1304 | -635.1304 | -635.2884 | -635.2884 | -635.2884 | -635.2884 | -632.3477 | -632.3477 | -632.3477 | -632.3477 | -615.0227 | -615.0227 | -615.0227 | -615.0227 | -586.0777 | -586.0777 | -586.0777 | -586.0777 | -576.8672 | -576.8672 | -576.8672 | -576.8672 | -579.511 | -579.511 | -579.511 | -579.511 | -579.511 | -579.511 | -579.511 | -579.511 | -579.511 | -579.511 | -579.511 | -579.511 | -579.511 | -579.511 | -579.511 | -579.511 | -579.511 | -579.511
|  | Aurora block: discharge per MW | MWh | DC 4h |  |  | 0 | 0 | 0 | 0 | 0 | 1434.7848 | 1434.7848 | 1434.7848 | 1434.7848 | 1384.8003 | 1384.8003 | 1384.8003 | 1384.8003 | 1340.5561 | 1340.5561 | 1340.5561 | 1340.5561 | 1312.7766 | 1312.7766 | 1312.7766 | 1312.7766 | 1288.5815 | 1288.5815 | 1288.5815 | 1288.5815 | 1262.3118 | 1262.3118 | 1262.3118 | 1262.3118 | 1237.8223 | 1237.8223 | 1237.8223 | 1237.8223 | 1225.8242 | 1225.8242 | 1225.8242 | 1225.8242 | 1206.3021 | 1206.3021 | 1206.3021 | 1206.3021 | 1185.803 | 1185.803 | 1185.803 | 1185.803 | 1161.9555 | 1161.9555 | 1161.9555 | 1161.9555 | 1147.4598 | 1147.4598 | 1147.4598 | 1147.4598 | 1133.4 | 1133.4 | 1133.4 | 1133.4 | 1123.9041 | 1123.9041 | 1123.9041 | 1123.9041 | 1092.3891 | 1092.3891 | 1092.3891 | 1092.3891 | 1086.8921 | 1086.8921 | 1086.8921 | 1086.8921 | 1078.267 | 1078.267 | 1078.267 | 1078.267 | 1057.4522 | 1057.4522 | 1057.4522 | 1057.4522 | 1037.6458 | 1037.6458 | 1037.6458 | 1037.6458 | 1022.4241 | 1022.4241 | 1022.4241 | 1022.4241 | 1005.0335 | 1005.0335 | 1005.0335 | 1005.0335 | 1005.285 | 1005.285 | 1005.285 | 1005.285 | 1438.8674 | 1438.8674 | 1438.8674 | 1438.8674 | 1383.0321 | 1383.0321 | 1383.0321 | 1383.0321 | 1339.1729 | 1339.1729 | 1339.1729 | 1339.1729 | 1321.0198 | 1321.0198 | 1321.0198 | 1321.0198 | 1286.6306 | 1286.6306 | 1286.6306 | 1286.6306 | 1266.273 | 1266.273 | 1266.273 | 1266.273 | 1246.2818 | 1246.2818 | 1246.2818 | 1246.2818 | 1224.9121 | 1224.9121 | 1224.9121 | 1224.9121 | 1203.4042 | 1203.4042 | 1203.4042 | 1203.4042 | 1180.6573 | 1180.6573 | 1180.6573 | 1180.6573 | 1163.4895 | 1163.4895 | 1163.4895 | 1163.4895 | 1151.9674 | 1151.9674 | 1151.9674 | 1151.9674 | 1151.9674 | 1151.9674 | 1151.9674 | 1151.9674 | 1151.9674 | 1151.9674 | 1151.9674 | 1151.9674 | 1151.9674 | 1151.9674 | 1151.9674 | 1151.9674 | 1151.9674 | 1151.9674
|  | Aurora block: discharge per MW coverable by PV charging | MWh |  |  |  | 0 | 0 | 0 | 0 | 0 | 853.7159 | 853.7159 | 853.7159 | 853.7159 | 877.8158 | 877.8158 | 877.8158 | 877.8158 | 870.8688 | 870.8688 | 870.8688 | 870.8688 | 867.2368 | 867.2368 | 867.2368 | 867.2368 | 851.597 | 851.597 | 851.597 | 851.597 | 830.5258 | 830.5258 | 830.5258 | 830.5258 | 835.9095 | 835.9095 | 835.9095 | 835.9095 | 836.6609 | 836.6609 | 836.6609 | 836.6609 | 832.4769 | 832.4769 | 832.4769 | 832.4769 | 814.0317 | 814.0317 | 814.0317 | 814.0317 | 776.6857 | 776.6857 | 776.6857 | 776.6857 | 787.1445 | 787.1445 | 787.1445 | 787.1445 | 761.0055 | 761.0055 | 761.0055 | 761.0055 | 761.0538 | 761.0538 | 761.0538 | 761.0538 | 743.1479 | 743.1479 | 743.1479 | 743.1479 | 724.3121 | 724.3121 | 724.3121 | 724.3121 | 723.253 | 723.253 | 723.253 | 723.253 | 702.7278 | 702.7278 | 702.7278 | 702.7278 | 681.7799 | 681.7799 | 681.7799 | 681.7799 | 670.1764 | 670.1764 | 670.1764 | 670.1764 | 640.7567 | 640.7567 | 640.7567 | 640.7567 | 613.9008 | 613.9008 | 613.9008 | 613.9008 | 894.4798 | 894.4798 | 894.4798 | 894.4798 | 854.5456 | 854.5456 | 854.5456 | 854.5456 | 827.3166 | 827.3166 | 827.3166 | 827.3166 | 800.2675 | 800.2675 | 800.2675 | 800.2675 | 796.7093 | 796.7093 | 796.7093 | 796.7093 | 786.1241 | 786.1241 | 786.1241 | 786.1241 | 766.9514 | 766.9514 | 766.9514 | 766.9514 | 748.3178 | 748.3178 | 748.3178 | 748.3178 | 743.3174 | 743.3174 | 743.3174 | 743.3174 | 745.3708 | 745.3708 | 745.3708 | 745.3708 | 735.6735 | 735.6735 | 735.6735 | 735.6735 | 723.5133 | 723.5133 | 723.5133 | 723.5133 | 723.5133 | 723.5133 | 723.5133 | 723.5133 | 723.5133 | 723.5133 | 723.5133 | 723.5133 | 723.5133 | 723.5133 | 723.5133 | 723.5133 | 723.5133 | 723.5133
|  | PV energy sent to the BESS | MWh |  |  | 1572735.834 | 0 | 0 | 0 | 0 | 0 | 0 | 0 | 0 | 0 | 0 | 12723.9938 | 12863.818 | 12863.818 | 12484.5797 | 12623.2972 | 12762.0148 | 12762.0148 | 12432.5125 | 12570.6515 | 12708.7905 | 12708.7905 | 12208.3035 | 12343.9513 | 12479.5991 | 12479.5991 | 12038.5228 | 12038.5228 | 12170.8142 | 12170.8142 | 11983.4112 | 12116.5602 | 12249.7093 | 12249.7093 | 11994.1834 | 12127.4521 | 12260.7208 | 12260.7208 | 11934.2023 | 12066.8046 | 12199.4068 | 12199.4068 | 11799.4397 | 11799.4397 | 11929.1039 | 11929.1039 | 11134.3915 | 11258.107 | 11381.8225 | 11381.8225 | 11284.3269 | 11409.7083 | 11535.0897 | 11535.0897 | 10909.6037 | 11030.8215 | 11152.0394 | 11152.0394 | 11031.522 | 11031.522 | 11152.7475 | 11152.7475 | 10653.6009 | 10771.9743 | 10890.3476 | 10890.3476 | 10383.5752 | 10498.9482 | 10614.3213 | 10614.3213 | 10368.3933 | 10483.5977 | 10598.802 | 10598.802 | 10186.0838 | 10186.0838 | 10298.0187 | 10298.0187 | 9773.8431 | 9882.4413 | 9991.0396 | 9991.0396 | 9607.499 | 9714.249 | 9820.999 | 9820.999 | 9185.7437 | 9287.8075 | 9389.8714 | 9389.8714 | 8898.5296 | 8898.5296 | 8996.3157 | 8996.3157 | 12823.0613 | 12965.5398 | 13108.0182 | 13108.0182 | 12250.5746 | 12386.6921 | 12522.8096 | 12522.8096 | 11860.2258 | 11992.0061 | 12123.7863 | 12123.7863 | 11599.9271 | 11599.9271 | 11727.3988 | 11727.3988 | 11421.4452 | 11548.3501 | 11675.2551 | 11675.2551 | 11269.6994 | 11394.9183 | 11520.1372 | 11520.1372 | 10994.8437 | 11117.0086 | 11239.1736 | 11239.1736 | 10846.9124 | 10846.9124 | 10966.1093 | 10966.1093 | 10656.0321 | 10774.4324 | 10892.8328 | 10892.8328 | 10685.469 | 10804.1964 | 10922.9238 | 10922.9238 | 10546.4503 | 10663.6331 | 10780.8158 | 10780.8158 | 10487.3695 | 10487.3695 | 10602.6154 | 10602.6154 | 10372.1237 | 10487.3695 | 10602.6154 | 10602.6154 | 10372.1237 | 10487.3695 | 10602.6154 | 10602.6154 | 10372.1237 | 0 | 0 | 0 | 0 | 0
|  | PV energy exported directly | MWh |  |  | 899804.8443 | 0 | 0 | 0 | 0 | 0 | 0 | 0 | 0 | 0 | 0 | 5812.9243 | 5862.7698 | 5848.5935 | 5807.1826 | 5858.0102 | 5908.3932 | 5894.2595 | 5804.3746 | 5855.212 | 5905.6063 | 5891.5149 | 5973.8729 | 6026.6346 | 6078.9545 | 6064.9054 | 6290.5252 | 6276.8006 | 6331.9114 | 6317.9046 | 6089.6869 | 6143.8171 | 6197.5082 | 6183.5434 | 6024.6955 | 6078.1442 | 6131.155 | 6117.2321 | 6030.6199 | 6084.1749 | 6137.2934 | 6123.4122 | 6310.4984 | 6296.9379 | 6352.4357 | 6338.5963 | 6722.6565 | 6783.9814 | 6844.8725 | 6831.0746 | 6519.15 | 6578.2539 | 6636.9252 | 6623.1687 | 6840.4627 | 6903.1767 | 6965.4595 | 6951.7443 | 6861.9255 | 6848.5271 | 6910.2501 | 6896.5762 | 6989.9796 | 7054.4347 | 7118.461 | 7104.8281 | 7207.0746 | 7273.9815 | 7340.4609 | 7326.8689 | 7169.4846 | 7236.0133 | 7302.1159 | 7288.5646 | 7493.4612 | 7480.2229 | 7549.0495 | 7535.539 | 7658.8219 | 7730.8665 | 7802.4875 | 7789.0175 | 7772.8679 | 7846.2188 | 7919.1475 | 7905.7179 | 8142.4821 | 8219.9789 | 8297.0546 | 8283.6654 | 8569.6698 | 8556.5898 | 8637.4044 | 8624.0554 | 4401.2094 | 4437.2143 | 4472.8007 | 4459.4918 | 4922.0232 | 4963.8537 | 5005.2668 | 4991.9978 | 5260.8543 | 5306.4881 | 5351.7059 | 5338.4767 | 5659.4533 | 5646.5296 | 5695.5235 | 5682.3341 | 5596.9224 | 5646.3672 | 5695.3985 | 5682.2487 | 5697.6131 | 5748.2149 | 5798.4044 | 5785.2941 | 5921.5668 | 5974.6951 | 6027.4124 | 6014.3414 | 6206.1451 | 6193.376 | 6248.5353 | 6235.5035 | 6158.8938 | 6214.7351 | 6270.1678 | 6257.1752 | 6079.0122 | 6134.0036 | 6188.5878 | 6175.6341 | 6167.7374 | 6223.7524 | 6279.3612 | 6266.4464 | 6361.8316 | 6349.2151 | 6406.2411 | 6393.3652 | 6241.7925 | 6298.7054 | 6355.2146 | 6342.3773 | 6191.9508 | 6248.3472 | 6304.3411 | 6291.5423 | 6142.2585 | 0 | 0 | 0 | 0 | 0
|  | BESS discharge (scaled to the charging allowed) | MWh |  |  | 1352552.8173 | 0 | 0 | 0 | 0 | 0 | 0 | 0 | 0 | 0 | 0 | 10942.6347 | 11062.8834 | 11062.8834 | 10736.7385 | 10856.0356 | 10975.3327 | 10975.3327 | 10691.9607 | 10810.7603 | 10929.5598 | 10929.5598 | 10499.141 | 10615.7981 | 10732.4552 | 10732.4552 | 10353.1296 | 10353.1296 | 10466.9002 | 10466.9002 | 10305.7337 | 10420.2418 | 10534.75 | 10534.75 | 10314.9977 | 10429.6088 | 10544.2199 | 10544.2199 | 10263.414 | 10377.4519 | 10491.4899 | 10491.4899 | 10147.5181 | 10147.5181 | 10259.0293 | 10259.0293 | 9575.5767 | 9681.972 | 9788.3673 | 9788.3673 | 9704.5211 | 9812.3491 | 9920.1771 | 9920.1771 | 9382.2592 | 9486.5065 | 9590.7539 | 9590.7539 | 9487.1089 | 9487.1089 | 9591.3629 | 9591.3629 | 9162.0968 | 9263.8979 | 9365.699 | 9365.699 | 8929.8747 | 9029.0955 | 9128.3163 | 9128.3163 | 8916.8182 | 9015.894 | 9114.9697 | 9114.9697 | 8760.032 | 8760.032 | 8856.2961 | 8856.2961 | 8405.505 | 8498.8995 | 8592.294 | 8592.294 | 8262.4492 | 8354.2541 | 8446.0591 | 8446.0591 | 7899.7396 | 7987.5145 | 8075.2894 | 8075.2894 | 7652.7355 | 7652.7355 | 7736.8315 | 7736.8315 | 11027.8327 | 11150.3642 | 11272.8957 | 11272.8957 | 10535.4942 | 10652.5552 | 10769.6163 | 10769.6163 | 10199.7942 | 10313.1252 | 10426.4563 | 10426.4563 | 9975.9373 | 9975.9373 | 10085.563 | 10085.563 | 9822.4429 | 9931.5811 | 10040.7194 | 10040.7194 | 9691.9415 | 9799.6297 | 9907.318 | 9907.318 | 9455.5656 | 9560.6274 | 9665.6893 | 9665.6893 | 9328.3447 | 9328.3447 | 9430.854 | 9430.854 | 9164.1876 | 9266.0119 | 9367.8362 | 9367.8362 | 9189.5033 | 9291.6089 | 9393.7145 | 9393.7145 | 9069.9472 | 9170.7244 | 9271.5016 | 9271.5016 | 9019.1378 | 9019.1378 | 9118.2492 | 9118.2492 | 8920.0264 | 9019.1378 | 9118.2492 | 9118.2492 | 8920.0264 | 9019.1378 | 9118.2492 | 9118.2492 | 8920.0264 | 0 | 0 | 0 | 0 | 0
|  | BESS charge from the grid (within the import allowed) | MWh |  |  | 0 | 0 | 0 | 0 | 0 | 0 | 0 | 0 | 0 | 0 | 0 | 0 | 0 | 0 | 0 | 0 | 0 | 0 | 0 | 0 | 0 | 0 | 0 | 0 | 0 | 0 | 0 | 0 | 0 | 0 | 0 | 0 | 0 | 0 | 0 | 0 | 0 | 0 | 0 | 0 | 0 | 0 | 0 | 0 | 0 | 0 | 0 | 0 | 0 | 0 | 0 | 0 | 0 | 0 | 0 | 0 | 0 | 0 | 0 | 0 | 0 | 0 | 0 | 0 | 0 | 0 | 0 | 0 | 0 | 0 | 0 | 0 | 0 | 0 | 0 | 0 | 0 | 0 | 0 | 0 | 0 | 0 | 0 | 0 | 0 | 0 | 0 | 0 | 0 | 0 | 0 | 0 | 0 | 0 | 0 | 0 | 0 | 0 | 0 | 0 | 0 | 0 | 0 | 0 | 0 | 0 | 0 | 0 | 0 | 0 | 0 | 0 | 0 | 0 | 0 | 0 | 0 | 0 | 0 | 0 | 0 | 0 | 0 | 0 | 0 | 0 | 0 | 0 | 0 | 0 | 0 | 0 | 0 | 0 | 0 | 0 | 0 | 0 | 0 | 0 | 0 | 0 | 0 | 0 | 0 | 0 | 0 | 0 | 0 | 0 | 0 | 0 | 0 | 0 | 0 | 0
|  | Energy exported (E: first full year) | MWh | 67011.2851 |  | 2252357.6616 | 0 | 0 | 0 | 0 | 0 | 0 | 0 | 0 | 0 | 0 | 16755.559 | 16925.6533 | 16911.477 | 16543.9212 | 16714.0458 | 16883.7259 | 16869.5922 | 16496.3353 | 16665.9723 | 16835.1661 | 16821.0748 | 16473.0139 | 16642.4327 | 16811.4097 | 16797.3606 | 16643.6548 | 16629.9302 | 16798.8116 | 16784.8048 | 16395.4206 | 16564.059 | 16732.2582 | 16718.2934 | 16339.6932 | 16507.753 | 16675.3749 | 16661.452 | 16294.0339 | 16461.6268 | 16628.7832 | 16614.9021 | 16458.0165 | 16444.456 | 16611.465 | 16597.6257 | 16298.2332 | 16465.9535 | 16633.2398 | 16619.442 | 16223.6711 | 16390.603 | 16557.1023 | 16543.3459 | 16222.7219 | 16389.6833 | 16556.2133 | 16542.4981 | 16349.0344 | 16335.636 | 16501.613 | 16487.9391 | 16152.0764 | 16318.3326 | 16484.16 | 16470.5271 | 16136.9493 | 16303.077 | 16468.7773 | 16455.1852 | 16086.3028 | 16251.9073 | 16417.0856 | 16403.5344 | 16253.4932 | 16240.255 | 16405.3456 | 16391.8351 | 16064.3269 | 16229.766 | 16394.7815 | 16381.3115 | 16035.3171 | 16200.473 | 16365.2066 | 16351.777 | 16042.2217 | 16207.4934 | 16372.344 | 16358.9548 | 16222.4053 | 16209.3253 | 16374.2359 | 16360.8869 | 15429.0421 | 15587.5785 | 15745.6964 | 15732.3874 | 15457.5174 | 15616.4089 | 15774.8831 | 15761.6141 | 15460.6484 | 15619.6133 | 15778.1621 | 15764.9329 | 15635.3905 | 15622.4669 | 15781.0865 | 15767.8971 | 15419.3652 | 15577.9483 | 15736.1179 | 15722.968 | 15389.5546 | 15547.8446 | 15705.7224 | 15692.612 | 15377.1324 | 15535.3226 | 15693.1017 | 15680.0306 | 15534.4898 | 15521.7207 | 15679.3892 | 15666.3575 | 15323.0814 | 15480.747 | 15638.004 | 15625.0114 | 15268.5155 | 15425.6125 | 15582.3022 | 15569.3486 | 15237.6846 | 15394.4768 | 15550.8628 | 15537.948 | 15380.9694 | 15368.3529 | 15524.4904 | 15511.6144 | 15161.8189 | 15317.8432 | 15473.4638 | 15460.6265 | 15111.9772 | 15267.485 | 15422.5903 | 15409.7915 | 15062.2849 | 0 | 0 | 0 | 0 | 0
x |  | Revenue, opex and EBITDA
|  | PV revenue: direct export and energy sent to the BESS (E: first full year) | EUR k | 5377.0417 |  | 227966.8414 | 0 | 0 | 0 | 0 | 0 | 0 | 0 | 0 | 0 | 0 | 1406.7195 | 1421.1131 | 1420.0373 | 1327.3401 | 1341.0944 | 1354.8164 | 1353.7908 | 1243.1249 | 1256.0066 | 1268.858 | 1267.8975 | 1312.4108 | 1326.0104 | 1339.5782 | 1338.5641 | 1316.4588 | 1315.473 | 1328.9329 | 1327.9269 | 1332.5787 | 1346.3873 | 1360.1636 | 1359.1339 | 1304.8535 | 1318.3748 | 1331.8644 | 1330.8562 | 1324.6774 | 1338.4041 | 1352.0987 | 1351.0751 | 1363.111 | 1362.0903 | 1376.0272 | 1374.9855 | 1423.8569 | 1438.6113 | 1453.3312 | 1452.231 | 1434.9404 | 1449.8097 | 1464.6441 | 1463.5354 | 1451.6293 | 1466.6715 | 1481.6785 | 1480.5568 | 1471.9397 | 1470.8375 | 1485.8871 | 1484.7623 | 1462.29 | 1477.4427 | 1492.5599 | 1491.43 | 1500.363 | 1515.9102 | 1531.421 | 1530.2617 | 1530.8308 | 1546.6937 | 1562.5195 | 1561.3366 | 1561.1567 | 1559.9877 | 1575.9495 | 1574.7565 | 1600.9869 | 1617.5768 | 1634.1278 | 1632.8908 | 1634.6214 | 1651.5599 | 1668.4586 | 1667.1956 | 1659.1741 | 1676.367 | 1693.5196 | 1692.2376 | 1672.1547 | 1670.9026 | 1687.9992 | 1686.7214 | 1685.5657 | 1703.0321 | 1720.4575 | 1719.1551 | 1693.4058 | 1710.9534 | 1728.4598 | 1727.1514 | 1704.756 | 1722.4212 | 1740.045 | 1738.7278 | 1719.353 | 1718.0655 | 1735.6448 | 1734.3309 | 1748.721 | 1766.8418 | 1784.9201 | 1783.5689 | 1771.6788 | 1790.0375 | 1808.3531 | 1806.9842 | 1795.9093 | 1814.5191 | 1833.0852 | 1831.6976 | 1823.8707 | 1822.505 | 1841.1529 | 1839.7591 | 1853.338 | 1872.5429 | 1891.7027 | 1890.2707 | 1931.6998 | 1951.7167 | 1971.6866 | 1970.194 | 1998.5388 | 2019.2483 | 2039.9092 | 2038.365 | 2032.613 | 2031.091 | 2051.8731 | 2050.3198 | 2044.3138 | 2065.4976 | 2086.6318 | 2085.0522 | 2078.9445 | 2100.4872 | 2121.9793 | 2120.373 | 2114.1618 | 0 | 0 | 0 | 0 | 0
|  | Guarantee of origin revenue | EUR k |  |  | 6558.0115 | 0 | 0 | 0 | 0 | 0 | 0 | 0 | 0 | 0 | 0 | 34.4302 | 34.7825 | 34.7562 | 34.6683 | 35.0275 | 35.3859 | 35.3592 | 35.2711 | 35.6366 | 36.0012 | 35.974 | 35.8686 | 36.2403 | 36.6111 | 36.5834 | 36.8815 | 36.8539 | 37.231 | 37.2028 | 37.0938 | 37.4782 | 37.8617 | 37.833 | 37.7222 | 38.1131 | 38.503 | 38.4739 | 38.3612 | 38.7587 | 39.1553 | 39.1256 | 39.4445 | 39.4149 | 39.8182 | 39.7881 | 39.6715 | 40.0826 | 40.4928 | 40.4621 | 40.3436 | 40.7616 | 41.1787 | 41.1475 | 41.027 | 41.4521 | 41.8763 | 41.8446 | 42.1856 | 42.154 | 42.5853 | 42.5531 | 42.4284 | 42.8681 | 43.3067 | 43.2739 | 43.1472 | 43.5943 | 44.0403 | 44.007 | 43.8781 | 44.3328 | 44.7864 | 44.7525 | 45.1172 | 45.0834 | 45.5447 | 45.5102 | 45.3769 | 45.8471 | 46.3162 | 46.2811 | 46.1456 | 46.6238 | 47.1008 | 47.0652 | 46.9273 | 47.4135 | 47.8987 | 47.8624 | 48.2525 | 48.2163 | 48.7097 | 48.6728 | 48.5302 | 49.0331 | 49.5348 | 49.4973 | 49.3523 | 49.8637 | 50.374 | 50.3358 | 50.1884 | 50.7085 | 51.2273 | 51.1885 | 51.6057 | 51.567 | 52.0946 | 52.0552 | 51.9027 | 52.4405 | 52.9771 | 52.937 | 52.7819 | 53.3289 | 53.8745 | 53.8338 | 53.6761 | 54.2323 | 54.7872 | 54.7457 | 55.1919 | 55.1505 | 55.7148 | 55.6727 | 55.5096 | 56.0848 | 56.6586 | 56.6158 | 56.4499 | 57.0349 | 57.6184 | 57.5748 | 57.4062 | 58.001 | 58.5945 | 58.5502 | 59.0273 | 58.9831 | 59.5866 | 59.5415 | 59.3671 | 59.9823 | 60.596 | 60.5501 | 60.3728 | 60.9984 | 61.6225 | 61.5758 | 61.3955 | 0 | 0 | 0 | 0 | 0
|  | BESS revenue (E: first full year) | EUR k | 6010.5746 |  | 237435.6809 | 0 | 0 | 0 | 0 | 0 | 0 | 0 | 0 | 0 | 0 | 1797.7442 | 1817.4996 | 1817.4996 | 1482.0595 | 1498.5268 | 1514.9941 | 1514.9941 | 1410.9211 | 1426.598 | 1442.2749 | 1442.2749 | 1427.753 | 1443.6169 | 1459.4809 | 1459.4809 | 1530.9332 | 1530.9332 | 1547.7566 | 1547.7566 | 1455.4199 | 1471.5912 | 1487.7625 | 1487.7625 | 1453.1186 | 1469.2643 | 1485.4101 | 1485.4101 | 1468.8226 | 1485.1429 | 1501.4631 | 1501.4631 | 1443.6833 | 1443.6833 | 1459.5479 | 1459.5479 | 1410.8345 | 1426.5105 | 1442.1864 | 1442.1864 | 1396.5738 | 1412.0913 | 1427.6088 | 1427.6088 | 1415.5369 | 1431.2651 | 1446.9933 | 1446.9933 | 1457.223 | 1457.223 | 1473.2364 | 1473.2364 | 1439.1499 | 1455.1404 | 1471.131 | 1471.131 | 1479.6175 | 1496.0577 | 1512.4979 | 1512.4979 | 1465.7054 | 1481.991 | 1498.2766 | 1498.2766 | 1469.8386 | 1469.8386 | 1485.9907 | 1485.9907 | 1471.6579 | 1488.0096 | 1504.3614 | 1504.3614 | 1475.6441 | 1492.0402 | 1508.4362 | 1508.4362 | 1484.6592 | 1501.1554 | 1517.6516 | 1517.6516 | 1482.1132 | 1482.1132 | 1498.4001 | 1498.4001 | 1965.5763 | 1987.4161 | 2009.2558 | 2009.2558 | 1916.752 | 1938.0493 | 1959.3465 | 1959.3465 | 1888.8482 | 1909.8354 | 1930.8226 | 1930.8226 | 1870.5035 | 1870.5035 | 1891.0585 | 1891.0585 | 1892.0264 | 1913.049 | 1934.0715 | 1934.0715 | 1913.0805 | 1934.337 | 1955.5934 | 1955.5934 | 1905.4174 | 1926.5887 | 1947.76 | 1947.76 | 1936.0785 | 1936.0785 | 1957.3541 | 1957.3541 | 1956.5409 | 1978.2803 | 2000.0196 | 2000.0196 | 2043.1331 | 2065.8345 | 2088.536 | 2088.536 | 2069.8944 | 2092.8932 | 2115.892 | 2115.892 | 2073.9582 | 2073.9582 | 2096.749 | 2096.749 | 2092.1908 | 2115.4374 | 2138.684 | 2138.684 | 2134.0347 | 2157.7462 | 2181.4577 | 2181.4577 | 2176.7154 | 0 | 0 | 0 | 0 | 0
|  | Revenue (E: first full year) | EUR k | 11528.0572 |  | 471960.5338 | 0 | 0 | 0 | 0 | 0 | 0 | 0 | 0 | 0 | 0 | 3238.8939 | 3273.3952 | 3272.2931 | 2844.0678 | 2874.6487 | 2905.1965 | 2904.1441 | 2689.3171 | 2718.2412 | 2747.1342 | 2746.1464 | 2776.0324 | 2805.8676 | 2835.6701 | 2834.6283 | 2884.2735 | 2883.2601 | 2913.9206 | 2912.8864 | 2825.0924 | 2855.4567 | 2885.7878 | 2884.7294 | 2795.6942 | 2825.7522 | 2855.7775 | 2854.7402 | 2831.8612 | 2862.3057 | 2892.7171 | 2891.6639 | 2846.2387 | 2845.1885 | 2875.3933 | 2874.3215 | 2874.363 | 2905.2045 | 2936.0104 | 2934.8795 | 2871.8578 | 2902.6626 | 2933.4316 | 2932.2917 | 2908.1932 | 2939.3887 | 2970.548 | 2969.3947 | 2971.3482 | 2970.2145 | 3001.7088 | 3000.5518 | 2943.8683 | 2975.4512 | 3006.9976 | 3005.8349 | 3023.1277 | 3055.5622 | 3087.9592 | 3086.7666 | 3040.4142 | 3073.0175 | 3105.5825 | 3104.3657 | 3076.1124 | 3074.9097 | 3107.4848 | 3106.2573 | 3118.0216 | 3151.4335 | 3184.8054 | 3183.5333 | 3156.4111 | 3190.2238 | 3223.9956 | 3222.6969 | 3190.7606 | 3224.936 | 3259.0699 | 3257.7516 | 3202.5203 | 3201.2321 | 3235.1091 | 3233.7943 | 3699.6722 | 3739.4812 | 3779.2481 | 3777.9082 | 3659.5101 | 3698.8664 | 3738.1803 | 3736.8337 | 3643.7926 | 3682.9651 | 3722.0949 | 3720.7389 | 3641.4621 | 3640.1361 | 3678.7979 | 3677.4446 | 3692.6501 | 3732.3313 | 3771.9687 | 3770.5774 | 3737.5412 | 3777.7033 | 3817.8211 | 3816.4114 | 3755.0028 | 3795.3401 | 3835.6325 | 3834.2033 | 3815.1411 | 3813.7341 | 3854.2218 | 3852.7859 | 3865.3885 | 3906.9079 | 3948.381 | 3946.9061 | 4031.2828 | 4074.5861 | 4117.8411 | 4116.3049 | 4125.8394 | 4170.1425 | 4214.3958 | 4212.8072 | 4165.5985 | 4164.0323 | 4208.2087 | 4206.6103 | 4195.8717 | 4240.9173 | 4285.9118 | 4284.2863 | 4273.3519 | 4319.2317 | 4365.0595 | 4363.4065 | 4352.2726 | 0 | 0 | 0 | 0 | 0
|  | Of which contracted (fixed-price PV offer, BESS fixed fee) | EUR k |  |  | 0 | 0 | 0 | 0 | 0 | 0 | 0 | 0 | 0 | 0 | 0 | 0 | 0 | 0 | 0 | 0 | 0 | 0 | 0 | 0 | 0 | 0 | 0 | 0 | 0 | 0 | 0 | 0 | 0 | 0 | 0 | 0 | 0 | 0 | 0 | 0 | 0 | 0 | 0 | 0 | 0 | 0 | 0 | 0 | 0 | 0 | 0 | 0 | 0 | 0 | 0 | 0 | 0 | 0 | 0 | 0 | 0 | 0 | 0 | 0 | 0 | 0 | 0 | 0 | 0 | 0 | 0 | 0 | 0 | 0 | 0 | 0 | 0 | 0 | 0 | 0 | 0 | 0 | 0 | 0 | 0 | 0 | 0 | 0 | 0 | 0 | 0 | 0 | 0 | 0 | 0 | 0 | 0 | 0 | 0 | 0 | 0 | 0 | 0 | 0 | 0 | 0 | 0 | 0 | 0 | 0 | 0 | 0 | 0 | 0 | 0 | 0 | 0 | 0 | 0 | 0 | 0 | 0 | 0 | 0 | 0 | 0 | 0 | 0 | 0 | 0 | 0 | 0 | 0 | 0 | 0 | 0 | 0 | 0 | 0 | 0 | 0 | 0 | 0 | 0 | 0 | 0 | 0 | 0 | 0 | 0 | 0 | 0 | 0 | 0 | 0 | 0 | 0 | 0 | 0 | 0
|  | O&M and MV cable O&M | EUR k |  |  | -65019.6173 | 0 | 0 | 0 | 0 | 0 | 0 | 0 | 0 | 0 | 0 | -322.1832 | -325.7236 | -325.7236 | -325.1464 | -328.7591 | -332.3718 | -332.3718 | -331.7953 | -335.482 | -339.1686 | -339.1686 | -338.4311 | -342.1915 | -345.9518 | -345.9518 | -349.0354 | -349.0354 | -352.871 | -352.871 | -352.1037 | -356.016 | -359.9283 | -359.9283 | -359.146 | -363.1365 | -367.127 | -367.127 | -366.3288 | -370.3991 | -374.4694 | -374.4694 | -377.8071 | -377.8071 | -381.9588 | -381.9588 | -381.1284 | -385.3632 | -389.598 | -389.598 | -388.751 | -393.0705 | -397.3899 | -397.3899 | -396.5261 | -400.932 | -405.3378 | -405.3378 | -408.9507 | -408.9507 | -413.4447 | -413.4447 | -412.5459 | -417.1297 | -421.7136 | -421.7136 | -420.7968 | -425.4724 | -430.1479 | -430.1479 | -429.2126 | -433.9816 | -438.7507 | -438.7507 | -442.6612 | -442.6612 | -447.5256 | -447.5256 | -446.5527 | -451.5144 | -456.4761 | -456.4761 | -455.484 | -460.5449 | -465.6059 | -465.6059 | -464.5936 | -469.7557 | -474.9179 | -474.9179 | -479.1508 | -479.1508 | -484.4162 | -484.4162 | -483.363 | -488.7337 | -494.1044 | -494.1044 | -493.0304 | -498.5086 | -503.9867 | -503.9867 | -502.8912 | -508.4789 | -514.0665 | -514.0665 | -518.6483 | -518.6483 | -524.3477 | -524.3477 | -523.2077 | -529.0211 | -534.8345 | -534.8345 | -533.6719 | -539.6015 | -545.5312 | -545.5312 | -544.3453 | -550.3936 | -556.4419 | -556.4419 | -561.4017 | -561.4017 | -567.571 | -567.571 | -566.337 | -572.6297 | -578.9223 | -578.9223 | -577.6637 | -584.0822 | -590.5007 | -590.5007 | -589.2171 | -595.764 | -602.3108 | -602.3108 | -607.6792 | -607.6792 | -614.3569 | -614.3569 | -613.0214 | -619.8327 | -626.6441 | -626.6441 | -625.2818 | -632.2294 | -639.177 | -639.177 | -637.7875 | 0 | 0 | 0 | 0 | 0
|  | Balancing | EUR k |  |  | -18737.1756 | 0 | 0 | 0 | 0 | 0 | 0 | 0 | 0 | 0 | 0 | -98.372 | -99.3785 | -99.3033 | -99.0523 | -100.0787 | -101.1027 | -101.0262 | -100.7746 | -101.8188 | -102.8606 | -102.7828 | -102.4817 | -103.5436 | -104.6031 | -104.5239 | -105.3757 | -105.2968 | -106.3742 | -106.2937 | -105.9823 | -107.0805 | -108.1761 | -108.0943 | -107.7777 | -108.8945 | -110.0087 | -109.9254 | -109.6034 | -110.7391 | -111.8722 | -111.7875 | -112.6985 | -112.6141 | -113.7664 | -113.6803 | -113.3473 | -114.5218 | -115.6936 | -115.606 | -115.2674 | -116.4618 | -117.6534 | -117.5644 | -117.22 | -118.4347 | -119.6465 | -119.5559 | -120.5303 | -120.44 | -121.6724 | -121.5802 | -121.2241 | -122.4803 | -123.7335 | -123.6398 | -123.2776 | -124.5551 | -125.8295 | -125.7343 | -125.3659 | -126.665 | -127.961 | -127.8642 | -128.9062 | -128.8096 | -130.1276 | -130.0291 | -129.6482 | -130.9917 | -132.332 | -132.2318 | -131.8445 | -133.2107 | -134.5737 | -134.4719 | -134.0779 | -135.4673 | -136.8534 | -136.7498 | -137.8642 | -137.761 | -139.1705 | -139.0652 | -138.6578 | -140.0946 | -141.5281 | -141.4209 | -141.0067 | -142.4678 | -143.9256 | -143.8166 | -143.3954 | -144.8813 | -146.3637 | -146.2529 | -147.4447 | -147.3343 | -148.8418 | -148.7292 | -148.2935 | -149.8301 | -151.3632 | -151.2486 | -150.8056 | -152.3683 | -153.9273 | -153.8108 | -153.3602 | -154.9494 | -156.5348 | -156.4163 | -157.6911 | -157.573 | -159.1853 | -159.0648 | -158.5988 | -160.2423 | -161.8819 | -161.7593 | -161.2855 | -162.9567 | -164.6241 | -164.4995 | -164.0177 | -165.7173 | -167.4129 | -167.2861 | -168.6494 | -168.5231 | -170.2474 | -170.1185 | -169.6202 | -171.3779 | -173.1314 | -173.0004 | -172.4936 | -174.281 | -176.0643 | -175.931 | -175.4156 | 0 | 0 | 0 | 0 | 0
|  | Land lease | EUR k |  |  | -5126.5509 | 0 | 0 | 0 | 0 | 0 | 0 | 0 | 0 | 0 | 0 | -25.4029 | -25.6821 | -25.6821 | -25.6366 | -25.9214 | -26.2063 | -26.2063 | -26.1608 | -26.4515 | -26.7422 | -26.7422 | -26.684 | -26.9805 | -27.277 | -27.277 | -27.5201 | -27.5201 | -27.8225 | -27.8225 | -27.762 | -28.0705 | -28.379 | -28.379 | -28.3173 | -28.6319 | -28.9466 | -28.9466 | -28.8836 | -29.2046 | -29.5255 | -29.5255 | -29.7887 | -29.7887 | -30.116 | -30.116 | -30.0505 | -30.3844 | -30.7183 | -30.7183 | -30.6515 | -30.9921 | -31.3327 | -31.3327 | -31.2646 | -31.612 | -31.9594 | -31.9594 | -32.2442 | -32.2442 | -32.5985 | -32.5985 | -32.5277 | -32.8891 | -33.2505 | -33.2505 | -33.1782 | -33.5469 | -33.9155 | -33.9155 | -33.8418 | -34.2178 | -34.5938 | -34.5938 | -34.9022 | -34.9022 | -35.2857 | -35.2857 | -35.209 | -35.6002 | -35.9914 | -35.9914 | -35.9132 | -36.3122 | -36.7113 | -36.7113 | -36.6314 | -37.0385 | -37.4455 | -37.4455 | -37.7792 | -37.7792 | -38.1944 | -38.1944 | -38.1113 | -38.5348 | -38.9583 | -38.9583 | -38.8736 | -39.3055 | -39.7374 | -39.7374 | -39.6511 | -40.0916 | -40.5322 | -40.5322 | -40.8935 | -40.8935 | -41.3428 | -41.3428 | -41.2529 | -41.7113 | -42.1697 | -42.1697 | -42.078 | -42.5455 | -43.0131 | -43.0131 | -42.9196 | -43.3965 | -43.8733 | -43.8733 | -44.2644 | -44.2644 | -44.7508 | -44.7508 | -44.6535 | -45.1497 | -45.6458 | -45.6458 | -45.5466 | -46.0527 | -46.5587 | -46.5587 | -46.4575 | -46.9737 | -47.4899 | -47.4899 | -47.9132 | -47.9132 | -48.4397 | -48.4397 | -48.3344 | -48.8715 | -49.4085 | -49.4085 | -49.3011 | -49.8489 | -50.3967 | -50.3967 | -50.2871 | 0 | 0 | 0 | 0 | 0
|  | BESS fixed opex | EUR k |  |  | -82238.42 | 0 | 0 | 0 | 0 | 0 | 0 | 0 | 0 | 0 | 0 | -407.5052 | -411.9833 | -411.9833 | -411.2532 | -415.8226 | -420.3921 | -420.3921 | -419.663 | -424.3259 | -428.9888 | -428.9888 | -428.056 | -432.8122 | -437.5684 | -437.5684 | -441.4686 | -441.4686 | -446.3199 | -446.3199 | -445.3495 | -450.2978 | -455.2462 | -455.2462 | -454.2568 | -459.3041 | -464.3513 | -464.3513 | -463.3417 | -468.4899 | -473.6382 | -473.6382 | -477.8597 | -477.8597 | -483.1109 | -483.1109 | -482.0607 | -487.4169 | -492.7731 | -492.7731 | -491.7019 | -497.1653 | -502.6286 | -502.6286 | -501.5361 | -507.1087 | -512.6813 | -512.6813 | -517.251 | -517.251 | -522.9351 | -522.9351 | -521.7982 | -527.596 | -533.3938 | -533.3938 | -532.2343 | -538.148 | -544.0617 | -544.0617 | -542.8787 | -548.9107 | -554.9427 | -554.9427 | -559.8889 | -559.8889 | -566.0415 | -566.0415 | -564.8109 | -571.0866 | -577.3623 | -577.3623 | -576.1074 | -582.5086 | -588.9098 | -588.9098 | -587.6294 | -594.1587 | -600.6879 | -600.6879 | -606.0418 | -606.0418 | -612.7016 | -612.7016 | -611.3695 | -618.1625 | -624.9555 | -624.9555 | -623.5971 | -630.526 | -637.4548 | -637.4548 | -636.0692 | -643.1366 | -650.2041 | -650.2041 | -655.9992 | -655.9992 | -663.208 | -663.208 | -661.766 | -669.119 | -676.4719 | -676.4719 | -675.0014 | -682.5014 | -690.0014 | -690.0014 | -688.5014 | -696.1514 | -703.8014 | -703.8014 | -710.0748 | -710.0748 | -717.8778 | -717.8778 | -716.3171 | -724.2762 | -732.2352 | -732.2352 | -730.6434 | -738.7616 | -746.8799 | -746.8799 | -745.2564 | -753.537 | -761.8176 | -761.8176 | -768.6076 | -768.6076 | -777.0539 | -777.0539 | -775.3646 | -783.9798 | -792.5949 | -792.5949 | -790.8719 | -799.6594 | -808.4468 | -808.4468 | -806.6893 | 0 | 0 | 0 | 0 | 0
|  | Route-to-market and offer fees | EUR k |  |  | 0 | 0 | 0 | 0 | 0 | 0 | 0 | 0 | 0 | 0 | 0 | 0 | 0 | 0 | 0 | 0 | 0 | 0 | 0 | 0 | 0 | 0 | 0 | 0 | 0 | 0 | 0 | 0 | 0 | 0 | 0 | 0 | 0 | 0 | 0 | 0 | 0 | 0 | 0 | 0 | 0 | 0 | 0 | 0 | 0 | 0 | 0 | 0 | 0 | 0 | 0 | 0 | 0 | 0 | 0 | 0 | 0 | 0 | 0 | 0 | 0 | 0 | 0 | 0 | 0 | 0 | 0 | 0 | 0 | 0 | 0 | 0 | 0 | 0 | 0 | 0 | 0 | 0 | 0 | 0 | 0 | 0 | 0 | 0 | 0 | 0 | 0 | 0 | 0 | 0 | 0 | 0 | 0 | 0 | 0 | 0 | 0 | 0 | 0 | 0 | 0 | 0 | 0 | 0 | 0 | 0 | 0 | 0 | 0 | 0 | 0 | 0 | 0 | 0 | 0 | 0 | 0 | 0 | 0 | 0 | 0 | 0 | 0 | 0 | 0 | 0 | 0 | 0 | 0 | 0 | 0 | 0 | 0 | 0 | 0 | 0 | 0 | 0 | 0 | 0 | 0 | 0 | 0 | 0 | 0 | 0 | 0 | 0 | 0 | 0 | 0 | 0 | 0 | 0 | 0 | 0
|  | HIPA and innovation contribution | EUR k |  |  | -10855.0923 | 0 | 0 | 0 | 0 | 0 | 0 | 0 | 0 | 0 | 0 | -74.4946 | -75.2881 | -75.2627 | -65.4136 | -66.1169 | -66.8195 | -66.7953 | -61.8543 | -62.5195 | -63.1841 | -63.1614 | -63.8487 | -64.535 | -65.2204 | -65.1965 | -66.3383 | -66.315 | -67.0202 | -66.9964 | -64.9771 | -65.6755 | -66.3731 | -66.3488 | -64.301 | -64.9923 | -65.6829 | -65.659 | -65.1328 | -65.833 | -66.5325 | -66.5083 | -65.4635 | -65.4393 | -66.134 | -66.1094 | -66.1103 | -66.8197 | -67.5282 | -67.5022 | -66.0527 | -66.7612 | -67.4689 | -67.4427 | -66.8884 | -67.6059 | -68.3226 | -68.2961 | -68.341 | -68.3149 | -69.0393 | -69.0127 | -67.709 | -68.4354 | -69.1609 | -69.1342 | -69.5319 | -70.2779 | -71.0231 | -70.9956 | -69.9295 | -70.6794 | -71.4284 | -71.4004 | -70.7506 | -70.7229 | -71.4722 | -71.4439 | -71.7145 | -72.483 | -73.2505 | -73.2213 | -72.5975 | -73.3751 | -74.1519 | -74.122 | -73.3875 | -74.1735 | -74.9586 | -74.9283 | -73.658 | -73.6283 | -74.4075 | -74.3773 | -85.0925 | -86.0081 | -86.9227 | -86.8919 | -84.1687 | -85.0739 | -85.9781 | -85.9472 | -83.8072 | -84.7082 | -85.6082 | -85.577 | -83.7536 | -83.7231 | -84.6124 | -84.5812 | -84.931 | -85.8436 | -86.7553 | -86.7233 | -85.9634 | -86.8872 | -87.8099 | -87.7775 | -86.3651 | -87.2928 | -88.2195 | -88.1867 | -87.7482 | -87.7159 | -88.6471 | -88.6141 | -88.9039 | -89.8589 | -90.8128 | -90.7788 | -92.7195 | -93.7155 | -94.7103 | -94.675 | -94.8943 | -95.9133 | -96.9311 | -96.8946 | -95.8088 | -95.7727 | -96.7888 | -96.752 | -96.505 | -97.5411 | -98.576 | -98.5386 | -98.2871 | -99.3423 | -100.3964 | -100.3583 | -100.1023 | 0 | 0 | 0 | 0 | 0
|  | EBITDA (E: first full year) | EUR k | 7771.1724 |  | 289983.6778 | 0 | 0 | 0 | 0 | 0 | 0 | 0 | 0 | 0 | 0 | 2310.9361 | 2335.3395 | 2334.338 | 1917.5659 | 1937.95 | 1958.3041 | 1957.3524 | 1749.0692 | 1767.6435 | 1786.1899 | 1785.3027 | 1816.5309 | 1835.8049 | 1855.0495 | 1854.1108 | 1894.5353 | 1893.6241 | 1913.5127 | 1912.5828 | 1828.9177 | 1848.3163 | 1867.6851 | 1866.733 | 1781.8955 | 1800.7929 | 1819.661 | 1818.7307 | 1798.5709 | 1817.6399 | 1836.6793 | 1835.735 | 1782.6212 | 1781.6796 | 1800.3071 | 1799.3461 | 1801.6657 | 1820.6984 | 1839.6991 | 1838.6819 | 1779.4332 | 1798.2117 | 1816.958 | 1815.9333 | 1794.7579 | 1813.6955 | 1832.6004 | 1831.5642 | 1824.0311 | 1823.0136 | 1842.0189 | 1840.9805 | 1788.0634 | 1806.9207 | 1825.7453 | 1824.703 | 1844.1087 | 1863.562 | 1882.9815 | 1881.9116 | 1839.1856 | 1858.5629 | 1877.9058 | 1876.8139 | 1839.0035 | 1837.9249 | 1857.0322 | 1855.9315 | 1870.0862 | 1889.7576 | 1909.3931 | 1908.2504 | 1884.4645 | 1904.2722 | 1924.0431 | 1922.8761 | 1894.4407 | 1914.3423 | 1934.2067 | 1933.0223 | 1868.0264 | 1866.871 | 1886.2189 | 1885.0398 | 2343.0781 | 2367.9475 | 2392.7791 | 2391.5771 | 2278.8336 | 2302.9846 | 2327.0977 | 2325.891 | 2237.9785 | 2261.6685 | 2285.3202 | 2284.1062 | 2194.7228 | 2193.5377 | 2216.4452 | 2215.2357 | 2233.1991 | 2256.8061 | 2280.3741 | 2279.1294 | 2250.021 | 2273.7994 | 2297.5382 | 2296.2774 | 2239.5113 | 2263.1565 | 2286.7615 | 2285.4837 | 2253.9608 | 2252.7043 | 2276.1898 | 2274.9074 | 2290.5781 | 2314.7513 | 2338.883 | 2337.5646 | 2423.4241 | 2449.0173 | 2474.5673 | 2473.191 | 2485.9964 | 2512.2373 | 2538.4334 | 2537.0081 | 2476.9404 | 2475.5365 | 2501.3219 | 2499.8892 | 2493.026 | 2519.3144 | 2545.5568 | 2544.0998 | 2537.1164 | 2563.8707 | 2590.5784 | 2589.0967 | 2581.9908 | 0 | 0 | 0 | 0 | 0
x |  | Development, early works, deposits and guarantees (E: to the exit, F: to COD)
|  | FEP SPV acquisition price / connection rights | EUR k |  |  | -549 | -549 | 0 | 0 | 0 | 0 | 0 | 0 | 0 | 0 | 0 | 0 | 0 | 0 | 0 | 0 | 0 | 0 | 0 | 0 | 0 | 0 | 0 | 0 | 0 | 0 | 0 | 0 | 0 | 0 | 0 | 0 | 0 | 0 | 0 | 0 | 0 | 0 | 0 | 0 | 0 | 0 | 0 | 0 | 0 | 0 | 0 | 0 | 0 | 0 | 0 | 0 | 0 | 0 | 0 | 0 | 0 | 0 | 0 | 0 | 0 | 0 | 0 | 0 | 0 | 0 | 0 | 0 | 0 | 0 | 0 | 0 | 0 | 0 | 0 | 0 | 0 | 0 | 0 | 0 | 0 | 0 | 0 | 0 | 0 | 0 | 0 | 0 | 0 | 0 | 0 | 0 | 0 | 0 | 0 | 0 | 0 | 0 | 0 | 0 | 0 | 0 | 0 | 0 | 0 | 0 | 0 | 0 | 0 | 0 | 0 | 0 | 0 | 0 | 0 | 0 | 0 | 0 | 0 | 0 | 0 | 0 | 0 | 0 | 0 | 0 | 0 | 0 | 0 | 0 | 0 | 0 | 0 | 0 | 0 | 0 | 0 | 0 | 0 | 0 | 0 | 0 | 0 | 0 | 0 | 0 | 0 | 0 | 0 | 0 | 0 | 0 | 0 | 0 | 0 | 0
|  | Transaction costs (FEP) | EUR k |  |  | -200 | -200 | 0 | 0 | 0 | 0 | 0 | 0 | 0 | 0 | 0 | 0 | 0 | 0 | 0 | 0 | 0 | 0 | 0 | 0 | 0 | 0 | 0 | 0 | 0 | 0 | 0 | 0 | 0 | 0 | 0 | 0 | 0 | 0 | 0 | 0 | 0 | 0 | 0 | 0 | 0 | 0 | 0 | 0 | 0 | 0 | 0 | 0 | 0 | 0 | 0 | 0 | 0 | 0 | 0 | 0 | 0 | 0 | 0 | 0 | 0 | 0 | 0 | 0 | 0 | 0 | 0 | 0 | 0 | 0 | 0 | 0 | 0 | 0 | 0 | 0 | 0 | 0 | 0 | 0 | 0 | 0 | 0 | 0 | 0 | 0 | 0 | 0 | 0 | 0 | 0 | 0 | 0 | 0 | 0 | 0 | 0 | 0 | 0 | 0 | 0 | 0 | 0 | 0 | 0 | 0 | 0 | 0 | 0 | 0 | 0 | 0 | 0 | 0 | 0 | 0 | 0 | 0 | 0 | 0 | 0 | 0 | 0 | 0 | 0 | 0 | 0 | 0 | 0 | 0 | 0 | 0 | 0 | 0 | 0 | 0 | 0 | 0 | 0 | 0 | 0 | 0 | 0 | 0 | 0 | 0 | 0 | 0 | 0 | 0 | 0 | 0 | 0 | 0 | 0 | 0
|  | DSA loan to PSH | EUR k |  |  | -915 | -116.7284 | -338.8889 | -342.6543 | -116.7284 | 0 | 0 | 0 | 0 | 0 | 0 | 0 | 0 | 0 | 0 | 0 | 0 | 0 | 0 | 0 | 0 | 0 | 0 | 0 | 0 | 0 | 0 | 0 | 0 | 0 | 0 | 0 | 0 | 0 | 0 | 0 | 0 | 0 | 0 | 0 | 0 | 0 | 0 | 0 | 0 | 0 | 0 | 0 | 0 | 0 | 0 | 0 | 0 | 0 | 0 | 0 | 0 | 0 | 0 | 0 | 0 | 0 | 0 | 0 | 0 | 0 | 0 | 0 | 0 | 0 | 0 | 0 | 0 | 0 | 0 | 0 | 0 | 0 | 0 | 0 | 0 | 0 | 0 | 0 | 0 | 0 | 0 | 0 | 0 | 0 | 0 | 0 | 0 | 0 | 0 | 0 | 0 | 0 | 0 | 0 | 0 | 0 | 0 | 0 | 0 | 0 | 0 | 0 | 0 | 0 | 0 | 0 | 0 | 0 | 0 | 0 | 0 | 0 | 0 | 0 | 0 | 0 | 0 | 0 | 0 | 0 | 0 | 0 | 0 | 0 | 0 | 0 | 0 | 0 | 0 | 0 | 0 | 0 | 0 | 0 | 0 | 0 | 0 | 0 | 0 | 0 | 0 | 0 | 0 | 0 | 0 | 0 | 0 | 0 | 0 | 0
|  | Early works paid in development (lines in scope) | EUR k | -785 |  | -785 | -150 | -175 | -460 | 0 | 0 | 0 | 0 | 0 | 0 | 0 | 0 | 0 | 0 | 0 | 0 | 0 | 0 | 0 | 0 | 0 | 0 | 0 | 0 | 0 | 0 | 0 | 0 | 0 | 0 | 0 | 0 | 0 | 0 | 0 | 0 | 0 | 0 | 0 | 0 | 0 | 0 | 0 | 0 | 0 | 0 | 0 | 0 | 0 | 0 | 0 | 0 | 0 | 0 | 0 | 0 | 0 | 0 | 0 | 0 | 0 | 0 | 0 | 0 | 0 | 0 | 0 | 0 | 0 | 0 | 0 | 0 | 0 | 0 | 0 | 0 | 0 | 0 | 0 | 0 | 0 | 0 | 0 | 0 | 0 | 0 | 0 | 0 | 0 | 0 | 0 | 0 | 0 | 0 | 0 | 0 | 0 | 0 | 0 | 0 | 0 | 0 | 0 | 0 | 0 | 0 | 0 | 0 | 0 | 0 | 0 | 0 | 0 | 0 | 0 | 0 | 0 | 0 | 0 | 0 | 0 | 0 | 0 | 0 | 0 | 0 | 0 | 0 | 0 | 0 | 0 | 0 | 0 | 0 | 0 | 0 | 0 | 0 | 0 | 0 | 0 | 0 | 0 | 0 | 0 | 0 | 0 | 0 | 0 | 0 | 0 | 0 | 0 | 0 | 0 | 0
|  | Early works outside the scope, paid at NTP | EUR k |  |  | -725 | 0 | 0 | 0 | 0 | 0 | -725 | 0 | 0 | 0 | 0 | 0 | 0 | 0 | 0 | 0 | 0 | 0 | 0 | 0 | 0 | 0 | 0 | 0 | 0 | 0 | 0 | 0 | 0 | 0 | 0 | 0 | 0 | 0 | 0 | 0 | 0 | 0 | 0 | 0 | 0 | 0 | 0 | 0 | 0 | 0 | 0 | 0 | 0 | 0 | 0 | 0 | 0 | 0 | 0 | 0 | 0 | 0 | 0 | 0 | 0 | 0 | 0 | 0 | 0 | 0 | 0 | 0 | 0 | 0 | 0 | 0 | 0 | 0 | 0 | 0 | 0 | 0 | 0 | 0 | 0 | 0 | 0 | 0 | 0 | 0 | 0 | 0 | 0 | 0 | 0 | 0 | 0 | 0 | 0 | 0 | 0 | 0 | 0 | 0 | 0 | 0 | 0 | 0 | 0 | 0 | 0 | 0 | 0 | 0 | 0 | 0 | 0 | 0 | 0 | 0 | 0 | 0 | 0 | 0 | 0 | 0 | 0 | 0 | 0 | 0 | 0 | 0 | 0 | 0 | 0 | 0 | 0 | 0 | 0 | 0 | 0 | 0 | 0 | 0 | 0 | 0 | 0 | 0 | 0 | 0 | 0 | 0 | 0 | 0 | 0 | 0 | 0 | 0 | 0 | 0
|  | Pre-RtB development costs | EUR k |  |  | -3182 | 0 | 0 | 0 | 0 | -1608.4835 | -1573.5165 | 0 | 0 | 0 | 0 | 0 | 0 | 0 | 0 | 0 | 0 | 0 | 0 | 0 | 0 | 0 | 0 | 0 | 0 | 0 | 0 | 0 | 0 | 0 | 0 | 0 | 0 | 0 | 0 | 0 | 0 | 0 | 0 | 0 | 0 | 0 | 0 | 0 | 0 | 0 | 0 | 0 | 0 | 0 | 0 | 0 | 0 | 0 | 0 | 0 | 0 | 0 | 0 | 0 | 0 | 0 | 0 | 0 | 0 | 0 | 0 | 0 | 0 | 0 | 0 | 0 | 0 | 0 | 0 | 0 | 0 | 0 | 0 | 0 | 0 | 0 | 0 | 0 | 0 | 0 | 0 | 0 | 0 | 0 | 0 | 0 | 0 | 0 | 0 | 0 | 0 | 0 | 0 | 0 | 0 | 0 | 0 | 0 | 0 | 0 | 0 | 0 | 0 | 0 | 0 | 0 | 0 | 0 | 0 | 0 | 0 | 0 | 0 | 0 | 0 | 0 | 0 | 0 | 0 | 0 | 0 | 0 | 0 | 0 | 0 | 0 | 0 | 0 | 0 | 0 | 0 | 0 | 0 | 0 | 0 | 0 | 0 | 0 | 0 | 0 | 0 | 0 | 0 | 0 | 0 | 0 | 0 | 0 | 0 | 0
|  | Cash deposits paid | EUR k |  |  | -1776.375 | -1776.375 | 0 | 0 | 0 | 0 | 0 | 0 | 0 | 0 | 0 | 0 | 0 | 0 | 0 | 0 | 0 | 0 | 0 | 0 | 0 | 0 | 0 | 0 | 0 | 0 | 0 | 0 | 0 | 0 | 0 | 0 | 0 | 0 | 0 | 0 | 0 | 0 | 0 | 0 | 0 | 0 | 0 | 0 | 0 | 0 | 0 | 0 | 0 | 0 | 0 | 0 | 0 | 0 | 0 | 0 | 0 | 0 | 0 | 0 | 0 | 0 | 0 | 0 | 0 | 0 | 0 | 0 | 0 | 0 | 0 | 0 | 0 | 0 | 0 | 0 | 0 | 0 | 0 | 0 | 0 | 0 | 0 | 0 | 0 | 0 | 0 | 0 | 0 | 0 | 0 | 0 | 0 | 0 | 0 | 0 | 0 | 0 | 0 | 0 | 0 | 0 | 0 | 0 | 0 | 0 | 0 | 0 | 0 | 0 | 0 | 0 | 0 | 0 | 0 | 0 | 0 | 0 | 0 | 0 | 0 | 0 | 0 | 0 | 0 | 0 | 0 | 0 | 0 | 0 | 0 | 0 | 0 | 0 | 0 | 0 | 0 | 0 | 0 | 0 | 0 | 0 | 0 | 0 | 0 | 0 | 0 | 0 | 0 | 0 | 0 | 0 | 0 | 0 | 0 | 0
|  | Cash deposits released on their date (E: outstanding until exit or COD) | EUR k | 562.5 |  | 1213.875 | 0 | 1213.875 | 0 | 0 | 0 | 0 | 0 | 0 | 0 | 0 | 0 | 0 | 0 | 0 | 0 | 0 | 0 | 0 | 0 | 0 | 0 | 0 | 0 | 0 | 0 | 0 | 0 | 0 | 0 | 0 | 0 | 0 | 0 | 0 | 0 | 0 | 0 | 0 | 0 | 0 | 0 | 0 | 0 | 0 | 0 | 0 | 0 | 0 | 0 | 0 | 0 | 0 | 0 | 0 | 0 | 0 | 0 | 0 | 0 | 0 | 0 | 0 | 0 | 0 | 0 | 0 | 0 | 0 | 0 | 0 | 0 | 0 | 0 | 0 | 0 | 0 | 0 | 0 | 0 | 0 | 0 | 0 | 0 | 0 | 0 | 0 | 0 | 0 | 0 | 0 | 0 | 0 | 0 | 0 | 0 | 0 | 0 | 0 | 0 | 0 | 0 | 0 | 0 | 0 | 0 | 0 | 0 | 0 | 0 | 0 | 0 | 0 | 0 | 0 | 0 | 0 | 0 | 0 | 0 | 0 | 0 | 0 | 0 | 0 | 0 | 0 | 0 | 0 | 0 | 0 | 0 | 0 | 0 | 0 | 0 | 0 | 0 | 0 | 0 | 0 | 0 | 0 | 0 | 0 | 0 | 0 | 0 | 0 | 0 | 0 | 0 | 0 | 0 | 0 | 0
|  | Cash deposits released at COD (hold routes) | EUR k |  |  | 562.5 | 0 | 0 | 0 | 0 | 0 | 0 | 0 | 0 | 0 | 562.5 | 0 | 0 | 0 | 0 | 0 | 0 | 0 | 0 | 0 | 0 | 0 | 0 | 0 | 0 | 0 | 0 | 0 | 0 | 0 | 0 | 0 | 0 | 0 | 0 | 0 | 0 | 0 | 0 | 0 | 0 | 0 | 0 | 0 | 0 | 0 | 0 | 0 | 0 | 0 | 0 | 0 | 0 | 0 | 0 | 0 | 0 | 0 | 0 | 0 | 0 | 0 | 0 | 0 | 0 | 0 | 0 | 0 | 0 | 0 | 0 | 0 | 0 | 0 | 0 | 0 | 0 | 0 | 0 | 0 | 0 | 0 | 0 | 0 | 0 | 0 | 0 | 0 | 0 | 0 | 0 | 0 | 0 | 0 | 0 | 0 | 0 | 0 | 0 | 0 | 0 | 0 | 0 | 0 | 0 | 0 | 0 | 0 | 0 | 0 | 0 | 0 | 0 | 0 | 0 | 0 | 0 | 0 | 0 | 0 | 0 | 0 | 0 | 0 | 0 | 0 | 0 | 0 | 0 | 0 | 0 | 0 | 0 | 0 | 0 | 0 | 0 | 0 | 0 | 0 | 0 | 0 | 0 | 0 | 0 | 0 | 0 | 0 | 0 | 0 | 0 | 0 | 0 | 0 | 0 | 0
|  | Guarantees outstanding, dated release (E: all-in rate) | EUR k | 3.62% |  |  | 0 | 0 | 0 | 0 | 0 | 0 | 0 | 0 | 0 | 0 | 0 | 0 | 0 | 0 | 0 | 0 | 0 | 0 | 0 | 0 | 0 | 0 | 0 | 0 | 0 | 0 | 0 | 0 | 0 | 0 | 0 | 0 | 0 | 0 | 0 | 0 | 0 | 0 | 0 | 0 | 0 | 0 | 0 | 0 | 0 | 0 | 0 | 0 | 0 | 0 | 0 | 0 | 0 | 0 | 0 | 0 | 0 | 0 | 0 | 0 | 0 | 0 | 0 | 0 | 0 | 0 | 0 | 0 | 0 | 0 | 0 | 0 | 0 | 0 | 0 | 0 | 0 | 0 | 0 | 0 | 0 | 0 | 0 | 0 | 0 | 0 | 0 | 0 | 0 | 0 | 0 | 0 | 0 | 0 | 0 | 0 | 0 | 0 | 0 | 0 | 0 | 0 | 0 | 0 | 0 | 0 | 0 | 0 | 0 | 0 | 0 | 0 | 0 | 0 | 0 | 0 | 0 | 0 | 0 | 0 | 0 | 0 | 0 | 0 | 0 | 0 | 0 | 0 | 0 | 0 | 0 | 0 | 0 | 0 | 0 | 0 | 0 | 0 | 0 | 0 | 0 | 0 | 0 | 0 | 0 | 0 | 0 | 0 | 0 | 0 | 0 | 0 | 0 | 0 | 0
|  | Guarantees outstanding, released at the exit or COD | EUR k |  |  |  | 0 | 606.9375 | 809.25 | 809.25 | 809.25 | 809.25 | 809.25 | 809.25 | 809.25 | 809.25 | 809.25 | 809.25 | 809.25 | 809.25 | 809.25 | 809.25 | 809.25 | 809.25 | 809.25 | 809.25 | 809.25 | 809.25 | 809.25 | 809.25 | 809.25 | 809.25 | 809.25 | 809.25 | 809.25 | 809.25 | 809.25 | 809.25 | 809.25 | 809.25 | 809.25 | 809.25 | 809.25 | 809.25 | 809.25 | 809.25 | 809.25 | 809.25 | 809.25 | 809.25 | 809.25 | 809.25 | 809.25 | 809.25 | 809.25 | 809.25 | 809.25 | 809.25 | 809.25 | 809.25 | 809.25 | 809.25 | 809.25 | 809.25 | 809.25 | 809.25 | 809.25 | 809.25 | 809.25 | 809.25 | 809.25 | 809.25 | 809.25 | 809.25 | 809.25 | 809.25 | 809.25 | 809.25 | 809.25 | 809.25 | 809.25 | 809.25 | 809.25 | 809.25 | 809.25 | 809.25 | 809.25 | 809.25 | 809.25 | 809.25 | 809.25 | 809.25 | 809.25 | 809.25 | 809.25 | 809.25 | 809.25 | 809.25 | 809.25 | 809.25 | 809.25 | 809.25 | 809.25 | 809.25 | 809.25 | 809.25 | 809.25 | 809.25 | 809.25 | 809.25 | 809.25 | 809.25 | 809.25 | 809.25 | 809.25 | 809.25 | 809.25 | 809.25 | 809.25 | 809.25 | 809.25 | 809.25 | 809.25 | 809.25 | 809.25 | 809.25 | 809.25 | 809.25 | 809.25 | 809.25 | 809.25 | 809.25 | 809.25 | 809.25 | 809.25 | 809.25 | 809.25 | 809.25 | 809.25 | 809.25 | 809.25 | 809.25 | 809.25 | 809.25 | 809.25 | 809.25 | 809.25 | 809.25 | 809.25 | 809.25 | 809.25 | 809.25 | 809.25 | 809.25 | 809.25 | 809.25 | 809.25 | 809.25 | 809.25 | 809.25 | 809.25
|  | Guarantee fees, hold routes (to COD) | EUR k | -27.489 | -64.0875 | -64.0875 | 0 | -5.4175 | -7.3036 | -7.3839 | -7.3839 | -7.2234 | -7.3036 | -7.3839 | -7.3839 | -7.3036 | 0 | 0 | 0 | 0 | 0 | 0 | 0 | 0 | 0 | 0 | 0 | 0 | 0 | 0 | 0 | 0 | 0 | 0 | 0 | 0 | 0 | 0 | 0 | 0 | 0 | 0 | 0 | 0 | 0 | 0 | 0 | 0 | 0 | 0 | 0 | 0 | 0 | 0 | 0 | 0 | 0 | 0 | 0 | 0 | 0 | 0 | 0 | 0 | 0 | 0 | 0 | 0 | 0 | 0 | 0 | 0 | 0 | 0 | 0 | 0 | 0 | 0 | 0 | 0 | 0 | 0 | 0 | 0 | 0 | 0 | 0 | 0 | 0 | 0 | 0 | 0 | 0 | 0 | 0 | 0 | 0 | 0 | 0 | 0 | 0 | 0 | 0 | 0 | 0 | 0 | 0 | 0 | 0 | 0 | 0 | 0 | 0 | 0 | 0 | 0 | 0 | 0 | 0 | 0 | 0 | 0 | 0 | 0 | 0 | 0 | 0 | 0 | 0 | 0 | 0 | 0 | 0 | 0 | 0 | 0 | 0 | 0 | 0 | 0 | 0 | 0 | 0 | 0 | 0 | 0 | 0 | 0 | 0 | 0 | 0 | 0 | 0 | 0 | 0 | 0 | 0 | 0 | 0 | 0 | 0
|  | Guarantee fees, RtB route (to the exit period) | EUR k |  |  | -27.489 | 0 | -5.4175 | -7.3036 | -7.3839 | -7.3839 | 0 | 0 | 0 | 0 | 0 | 0 | 0 | 0 | 0 | 0 | 0 | 0 | 0 | 0 | 0 | 0 | 0 | 0 | 0 | 0 | 0 | 0 | 0 | 0 | 0 | 0 | 0 | 0 | 0 | 0 | 0 | 0 | 0 | 0 | 0 | 0 | 0 | 0 | 0 | 0 | 0 | 0 | 0 | 0 | 0 | 0 | 0 | 0 | 0 | 0 | 0 | 0 | 0 | 0 | 0 | 0 | 0 | 0 | 0 | 0 | 0 | 0 | 0 | 0 | 0 | 0 | 0 | 0 | 0 | 0 | 0 | 0 | 0 | 0 | 0 | 0 | 0 | 0 | 0 | 0 | 0 | 0 | 0 | 0 | 0 | 0 | 0 | 0 | 0 | 0 | 0 | 0 | 0 | 0 | 0 | 0 | 0 | 0 | 0 | 0 | 0 | 0 | 0 | 0 | 0 | 0 | 0 | 0 | 0 | 0 | 0 | 0 | 0 | 0 | 0 | 0 | 0 | 0 | 0 | 0 | 0 | 0 | 0 | 0 | 0 | 0 | 0 | 0 | 0 | 0 | 0 | 0 | 0 | 0 | 0 | 0 | 0 | 0 | 0 | 0 | 0 | 0 | 0 | 0 | 0 | 0 | 0 | 0 | 0 | 0
x |  | Construction
|  | Remaining construction capex (E: total incl. early works, F: of which BESS) | EUR k | 57170 | 22000 | -55660 | 0 | 0 | 0 | 0 | 0 | 0 | -13838.9617 | -13991.0383 | -13991.0383 | -13838.9617 | 0 | 0 | 0 | 0 | 0 | 0 | 0 | 0 | 0 | 0 | 0 | 0 | 0 | 0 | 0 | 0 | 0 | 0 | 0 | 0 | 0 | 0 | 0 | 0 | 0 | 0 | 0 | 0 | 0 | 0 | 0 | 0 | 0 | 0 | 0 | 0 | 0 | 0 | 0 | 0 | 0 | 0 | 0 | 0 | 0 | 0 | 0 | 0 | 0 | 0 | 0 | 0 | 0 | 0 | 0 | 0 | 0 | 0 | 0 | 0 | 0 | 0 | 0 | 0 | 0 | 0 | 0 | 0 | 0 | 0 | 0 | 0 | 0 | 0 | 0 | 0 | 0 | 0 | 0 | 0 | 0 | 0 | 0 | 0 | 0 | 0 | 0 | 0 | 0 | 0 | 0 | 0 | 0 | 0 | 0 | 0 | 0 | 0 | 0 | 0 | 0 | 0 | 0 | 0 | 0 | 0 | 0 | 0 | 0 | 0 | 0 | 0 | 0 | 0 | 0 | 0 | 0 | 0 | 0 | 0 | 0 | 0 | 0 | 0 | 0 | 0 | 0 | 0 | 0 | 0 | 0 | 0 | 0 | 0 | 0 | 0 | 0 | 0 | 0 | 0 | 0 | 0 | 0 | 0 | 0
|  | BESS augmentation (Q1 of the year; indexed with fix 7) | EUR k |  |  | -34726.098 | 0 | 0 | 0 | 0 | 0 | 0 | 0 | 0 | 0 | 0 | 0 | 0 | 0 | 0 | 0 | 0 | 0 | 0 | 0 | 0 | 0 | 0 | 0 | 0 | 0 | 0 | 0 | 0 | 0 | 0 | 0 | 0 | 0 | 0 | 0 | 0 | 0 | 0 | 0 | 0 | 0 | 0 | 0 | 0 | 0 | 0 | 0 | 0 | 0 | 0 | 0 | 0 | 0 | 0 | 0 | 0 | 0 | 0 | 0 | 0 | 0 | 0 | 0 | 0 | 0 | 0 | 0 | 0 | 0 | 0 | 0 | 0 | 0 | 0 | 0 | 0 | 0 | 0 | 0 | 0 | 0 | 0 | 0 | 0 | 0 | 0 | 0 | 0 | 0 | -34726.098 | 0 | 0 | 0 | 0 | 0 | 0 | 0 | 0 | 0 | 0 | 0 | 0 | 0 | 0 | 0 | 0 | 0 | 0 | 0 | 0 | 0 | 0 | 0 | 0 | 0 | 0 | 0 | 0 | 0 | 0 | 0 | 0 | 0 | 0 | 0 | 0 | 0 | 0 | 0 | 0 | 0 | 0 | 0 | 0 | 0 | 0 | 0 | 0 | 0 | 0 | 0 | 0 | 0 | 0 | 0 | 0 | 0 | 0 | 0 | 0 | 0 | 0 | 0 | 0 | 0
|  | Construction cost (E: compounded to COD at the debt rate) | EUR k | -57474.2605 |  | -56385 | 0 | 0 | 0 | 0 | 0 | -725 | -13838.9617 | -13991.0383 | -13991.0383 | -13838.9617 | 0 | 0 | 0 | 0 | 0 | 0 | 0 | 0 | 0 | 0 | 0 | 0 | 0 | 0 | 0 | 0 | 0 | 0 | 0 | 0 | 0 | 0 | 0 | 0 | 0 | 0 | 0 | 0 | 0 | 0 | 0 | 0 | 0 | 0 | 0 | 0 | 0 | 0 | 0 | 0 | 0 | 0 | 0 | 0 | 0 | 0 | 0 | 0 | 0 | 0 | 0 | 0 | 0 | 0 | 0 | 0 | 0 | 0 | 0 | 0 | 0 | 0 | 0 | 0 | 0 | 0 | 0 | 0 | 0 | 0 | 0 | 0 | 0 | 0 | 0 | 0 | 0 | 0 | 0 | 0 | 0 | 0 | 0 | 0 | 0 | 0 | 0 | 0 | 0 | 0 | 0 | 0 | 0 | 0 | 0 | 0 | 0 | 0 | 0 | 0 | 0 | 0 | 0 | 0 | 0 | 0 | 0 | 0 | 0 | 0 | 0 | 0 | 0 | 0 | 0 | 0 | 0 | 0 | 0 | 0 | 0 | 0 | 0 | 0 | 0 | 0 | 0 | 0 | 0 | 0 | 0 | 0 | 0 | 0 | 0 | 0 | 0 | 0 | 0 | 0 | 0 | 0 | 0 | 0 | 0
x |  | Debt sizing on CFADS
|  | Corporate income tax – paste (macro) | EUR k |  |  |  | 0 | 0 | 0 | 0 | 0 | 0 | 0 | 0 | 0 | 0 | -47.2167 | -72.2956 | -96.4906 | -61.1068 | -62.5011 | -63.8979 | -64.2394 | -47.6405 | -48.8932 | -50.1488 | -50.5179 | -55.4971 | -56.835 | -58.176 | -58.5634 | -63.5364 | -63.9381 | -65.3609 | -65.7731 | -60.4594 | -61.8566 | -63.2575 | -63.693 | -58.2993 | -59.6773 | -61.0594 | -61.5234 | -61.9776 | -63.3983 | -64.8233 | -65.314 | -61.9736 | -62.4789 | -63.8959 | -64.4143 | -66.9496 | -68.4257 | -69.9067 | -70.4509 | -67.4762 | -118.2984 | -120.3306 | -120.9066 | -120.307 | -122.3815 | -124.4616 | -125.0705 | -125.4184 | -126.0466 | -128.1711 | -128.8156 | -125.43 | -127.5688 | -129.7142 | -130.3959 | -133.5574 | -135.7884 | -138.0263 | -138.7451 | -136.3547 | -138.6194 | -140.0454 | -139.9472 | -136.8591 | -136.762 | -138.1668 | -138.0677 | -139.9714 | -141.4269 | -142.8793 | -142.7764 | -141.2654 | -142.7333 | -144.1978 | -144.0928 | -142.1633 | -143.6396 | -145.1125 | -145.0059 | -139.4711 | -61.4902 | -62.0608 | -61.9547 | -105.5194 | -106.587 | -107.6513 | -107.5431 | -99.7374 | -100.7404 | -101.7399 | -101.6313 | -96.0605 | -97.0219 | -97.98 | -97.8707 | -90.9968 | -90.8902 | -91.7812 | -91.6723 | -95.6303 | -96.5843 | -97.5348 | -97.4228 | -97.1443 | -98.1137 | -99.0796 | -98.9661 | -96.1984 | -97.1559 | -98.1097 | -97.9947 | -96.3283 | -96.2152 | -97.1582 | -97.0428 | -100.7944 | -101.7994 | -102.8006 | -102.6819 | -112.7506 | -220.4116 | -222.7111 | -222.5872 | -223.7397 | -226.1014 | -228.459 | -228.3307 | -222.9246 | -222.7983 | -225.119 | -224.99 | -224.3723 | -226.7383 | -229.1001 | -228.969 | -228.3405 | -230.7484 | -233.1521 | -233.0187 | -232.3792 | 0 | 0 | 0 | 0 | 0
|  | CFADS (EBITDA less tax, after COD) | EUR k |  |  | 273727.3201 | 0 | 0 | 0 | 0 | 0 | 0 | 0 | 0 | 0 | 0 | 2263.7193 | 2263.0439 | 2237.8474 | 1856.4591 | 1875.4489 | 1894.4062 | 1893.113 | 1701.4286 | 1718.7503 | 1736.0411 | 1734.7848 | 1761.0338 | 1778.9699 | 1796.8734 | 1795.5474 | 1830.9989 | 1829.686 | 1848.1518 | 1846.8097 | 1768.4583 | 1786.4597 | 1804.4276 | 1803.04 | 1723.5962 | 1741.1156 | 1758.6016 | 1757.2073 | 1736.5933 | 1754.2416 | 1771.8559 | 1770.421 | 1720.6477 | 1719.2006 | 1736.4113 | 1734.9318 | 1734.7161 | 1752.2727 | 1769.7925 | 1768.231 | 1711.9569 | 1679.9133 | 1696.6274 | 1695.0268 | 1674.4509 | 1691.314 | 1708.1388 | 1706.4937 | 1698.6127 | 1696.967 | 1713.8478 | 1712.1649 | 1662.6334 | 1679.3519 | 1696.0311 | 1694.3071 | 1710.5513 | 1727.7735 | 1744.9552 | 1743.1665 | 1702.8309 | 1719.9435 | 1737.8604 | 1736.8668 | 1702.1444 | 1701.1629 | 1718.8654 | 1717.8637 | 1730.1148 | 1748.3307 | 1766.5138 | 1765.4739 | 1743.1991 | 1761.5389 | 1779.8453 | 1778.7834 | 1752.2774 | 1770.7027 | 1789.0941 | 1788.0164 | 1728.5553 | 1805.3809 | 1824.1581 | 1823.0851 | 2237.5586 | 2261.3604 | 2285.1278 | 2284.0341 | 2179.0961 | 2202.2442 | 2225.3577 | 2224.2597 | 2141.918 | 2164.6465 | 2187.3403 | 2186.2355 | 2103.726 | 2102.6475 | 2124.664 | 2123.5633 | 2137.5687 | 2160.2218 | 2182.8393 | 2181.7066 | 2152.8767 | 2175.6857 | 2198.4586 | 2197.3113 | 2143.3129 | 2166.0006 | 2188.6518 | 2187.4891 | 2157.6326 | 2156.4891 | 2179.0316 | 2177.8646 | 2189.7837 | 2212.9519 | 2236.0824 | 2234.8826 | 2310.6735 | 2228.6058 | 2251.8562 | 2250.6038 | 2262.2567 | 2286.1359 | 2309.9744 | 2308.6774 | 2254.0157 | 2252.7382 | 2276.2029 | 2274.8991 | 2268.6537 | 2292.5761 | 2316.4567 | 2315.1308 | 2308.7759 | 2333.1223 | 2357.4263 | 2356.078 | 2349.6116 | 0 | 0 | 0 | 0 | 0
|  | 1 ÷ target DSCR, weighted by contracted and merchant revenue | factor |  |  |  | 0 | 0 | 0 | 0 | 0 | 0 | 0 | 0 | 0 | 0 | 0.74074 | 0.74074 | 0.74074 | 0.74074 | 0.74074 | 0.74074 | 0.74074 | 0.74074 | 0.74074 | 0.74074 | 0.74074 | 0.74074 | 0.74074 | 0.74074 | 0.74074 | 0.74074 | 0.74074 | 0.74074 | 0.74074 | 0.74074 | 0.74074 | 0.74074 | 0.74074 | 0.74074 | 0.74074 | 0.74074 | 0.74074 | 0.74074 | 0.74074 | 0.74074 | 0.74074 | 0.74074 | 0.74074 | 0.74074 | 0.74074 | 0.74074 | 0.74074 | 0.74074 | 0.74074 | 0.74074 | 0.74074 | 0.74074 | 0.74074 | 0.74074 | 0.74074 | 0.74074 | 0.74074 | 0.74074 | 0.74074 | 0.74074 | 0.74074 | 0.74074 | 0.74074 | 0.74074 | 0.74074 | 0.74074 | 0.74074 | 0.74074 | 0.74074 | 0.74074 | 0.74074 | 0.74074 | 0.74074 | 0.74074 | 0.74074 | 0.74074 | 0.74074 | 0.74074 | 0.74074 | 0.74074 | 0.74074 | 0.74074 | 0.74074 | 0.74074 | 0.74074 | 0.74074 | 0.74074 | 0.74074 | 0.74074 | 0.74074 | 0.74074 | 0.74074 | 0.74074 | 0.74074 | 0.74074 | 0.74074 | 0.74074 | 0.74074 | 0.74074 | 0.74074 | 0.74074 | 0.74074 | 0.74074 | 0.74074 | 0.74074 | 0.74074 | 0.74074 | 0.74074 | 0.74074 | 0.74074 | 0.74074 | 0.74074 | 0.74074 | 0.74074 | 0.74074 | 0.74074 | 0.74074 | 0.74074 | 0.74074 | 0.74074 | 0.74074 | 0.74074 | 0.74074 | 0.74074 | 0.74074 | 0.74074 | 0.74074 | 0.74074 | 0.74074 | 0.74074 | 0.74074 | 0.74074 | 0.74074 | 0.74074 | 0.74074 | 0.74074 | 0.74074 | 0.74074 | 0.74074 | 0.74074 | 0.74074 | 0.74074 | 0.74074 | 0.74074 | 0.74074 | 0.74074 | 0.74074 | 0.74074 | 0.74074 | 0.74074 | 0 | 0 | 0 | 0 | 0
|  | CFADS ÷ target DSCR (E: annuity debt capacity, F: lowest quarter) | EUR k | 51768.975 | 1231.5803 |  | 11: 1676.8291; 12: 1676.3288; 13: 1657.6647; 14: 1375.1549; 15: 1389.2214; 16: 1403.2639; 17: 1402.3059; 18: 1260.3175; 19: 1273.1484; 20: 1285.9564; 21: 1285.0258; 22: 1304.4695; 23: 1317.7555; 24: 1331.0173; 25: 1330.0351; 26: 1356.2955; 27: 1355.323; 28: 1369.0014; 29: 1368.0072; 30: 1309.9691; 31: 1323.3035; 32: 1336.613; 33: 1335.5852; 34: 1276.7379; 35: 1289.7152; 36: 1302.6678; 37: 1301.6351; 38: 1286.3654; 39: 1299.4383; 40: 1312.4859; 41: 1311.423; 42: 1274.5538; 43: 1273.482; 44: 1286.2306; 45: 1285.1347; 46: 1284.9749; 47: 1297.9798; 48: 1310.9574; 49: 1309.8007; 50: 1268.1162; 51: 1244.3802; 52: 1256.761; 53: 1255.5754; 54: 1240.334; 55: 1252.8252; 56: 1265.288; 57: 1264.0694; 58: 1258.2316; 59: 1257.0126; 60: 1269.5169; 61: 1268.2703; 62: 1231.5803; 63: 1243.9644; 64: 1256.3193; 65: 1255.0423; 66: 1267.0751; 67: 1279.8323; 68: 1292.5594; 69: 1291.2344; 70: 1261.3562
|  | Debt quantum: per MWp (off: whole cost) | EUR k | 57474.2605
|  | Debt share of construction cost (E), share of the capacity used (F) | % | 55% | 61.06%
|  | Debt at COD (E) and level annuity per quarter (F) | EUR k | 31610.8433 | 752.0198
x |  | Senior debt
|  | Interest paid | EUR k |  |  | -13510.3418 | 0 | 0 | 0 | 0 | 0 | 0 | 0 | 0 | 0 | 0 | -395.1355 | -390.6745 | -386.1577 | -381.5844 | -376.954 | -372.2656 | -367.5187 | -362.7124 | -357.8461 | -352.9189 | -347.9302 | -342.8791 | -337.7648 | -332.5866 | -327.3437 | -322.0352 | -316.6604 | -311.2184 | -305.7084 | -300.1295 | -294.4809 | -288.7617 | -282.9709 | -277.1078 | -271.1714 | -265.1608 | -259.0751 | -252.9133 | -246.6745 | -240.3576 | -233.9619 | -227.4861 | -220.9295 | -214.2908 | -207.5692 | -200.7636 | -193.8729 | -186.8961 | -179.832 | -172.6797 | -165.4379 | -158.1056 | -150.6817 | -143.165 | -135.5543 | -127.8485 | -120.0463 | -112.1467 | -104.1483 | -96.0499 | -87.8503 | -79.5481 | -71.1422 | -62.6313 | -54.0139 | -45.2888 | -36.4547 | -27.5101 | -18.4538 | -9.2842 | -1.0658e-13 | -1.0658e-13 | -1.0658e-13 | -1.0658e-13 | -1.0658e-13 | -1.0658e-13 | -1.0658e-13 | -1.0658e-13 | -1.0658e-13 | -1.0658e-13 | -1.0658e-13 | -1.0658e-13 | -1.0658e-13 | -1.0658e-13 | -1.0658e-13 | -1.0658e-13 | -1.0658e-13 | -1.0658e-13 | -1.0658e-13 | -1.0658e-13 | -1.0658e-13 | -1.0658e-13 | -1.0658e-13 | -1.0658e-13 | -1.0658e-13 | -1.0658e-13 | -1.0658e-13 | -1.0658e-13 | -1.0658e-13 | -1.0658e-13 | -1.0658e-13 | -1.0658e-13 | -1.0658e-13 | -1.0658e-13 | -1.0658e-13 | -1.0658e-13 | -1.0658e-13 | -1.0658e-13 | -1.0658e-13 | -1.0658e-13 | -1.0658e-13 | -1.0658e-13 | -1.0658e-13 | -1.0658e-13 | -1.0658e-13 | -1.0658e-13 | -1.0658e-13 | -1.0658e-13 | -1.0658e-13 | -1.0658e-13 | -1.0658e-13 | -1.0658e-13 | -1.0658e-13 | -1.0658e-13 | -1.0658e-13 | -1.0658e-13 | -1.0658e-13 | -1.0658e-13 | -1.0658e-13 | -1.0658e-13 | -1.0658e-13 | -1.0658e-13 | -1.0658e-13 | -1.0658e-13 | -1.0658e-13 | -1.0658e-13 | -1.0658e-13 | -1.0658e-13 | -1.0658e-13 | -1.0658e-13 | -1.0658e-13 | -1.0658e-13 | -1.0658e-13 | -1.0658e-13 | -1.0658e-13 | -1.0658e-13 | -1.0658e-13 | -1.0658e-13 | -1.0658e-13 | -1.0658e-13 | -1.0658e-13 | -1.0658e-13 | -1.0658e-13 | -1.0658e-13 | -1.0658e-13
|  | Scheduled repayment (annuity) | EUR k |  |  | -31610.8433 | 0 | 0 | 0 | 0 | 0 | 0 | 0 | 0 | 0 | 0 | -356.8842 | -361.3453 | -365.8621 | -370.4354 | -375.0658 | -379.7541 | -384.501 | -389.3073 | -394.1737 | -399.1008 | -404.0896 | -409.1407 | -414.255 | -419.4331 | -424.6761 | -429.9845 | -435.3593 | -440.8013 | -446.3113 | -451.8902 | -457.5388 | -463.2581 | -469.0488 | -474.9119 | -480.8483 | -486.8589 | -492.9447 | -499.1065 | -505.3453 | -511.6621 | -518.0579 | -524.5336 | -531.0903 | -537.7289 | -544.4505 | -551.2562 | -558.1469 | -565.1237 | -572.1877 | -579.3401 | -586.5818 | -593.9141 | -601.338 | -608.8548 | -616.4654 | -624.1713 | -631.9734 | -639.8731 | -647.8715 | -655.9699 | -664.1695 | -672.4716 | -680.8775 | -689.3885 | -698.0058 | -706.7309 | -715.565 | -724.5096 | -733.566 | -742.7356 | 0 | 0 | 0 | 0 | 0 | 0 | 0 | 0 | 0 | 0 | 0 | 0 | 0 | 0 | 0 | 0 | 0 | 0 | 0 | 0 | 0 | 0 | 0 | 0 | 0 | 0 | 0 | 0 | 0 | 0 | 0 | 0 | 0 | 0 | 0 | 0 | 0 | 0 | 0 | 0 | 0 | 0 | 0 | 0 | 0 | 0 | 0 | 0 | 0 | 0 | 0 | 0 | 0 | 0 | 0 | 0 | 0 | 0 | 0 | 0 | 0 | 0 | 0 | 0 | 0 | 0 | 0 | 0 | 0 | 0 | 0 | 0 | 0 | 0 | 0 | 0 | 0 | 0 | 0 | 0 | 0 | 0 | 0 | 0 | 0
|  | Scheduled debt service | EUR k |  |  | -45121.1851 | 0 | 0 | 0 | 0 | 0 | 0 | 0 | 0 | 0 | 0 | -752.0198 | -752.0198 | -752.0198 | -752.0198 | -752.0198 | -752.0198 | -752.0198 | -752.0198 | -752.0198 | -752.0198 | -752.0198 | -752.0198 | -752.0198 | -752.0198 | -752.0198 | -752.0198 | -752.0198 | -752.0198 | -752.0198 | -752.0198 | -752.0198 | -752.0198 | -752.0198 | -752.0198 | -752.0198 | -752.0198 | -752.0198 | -752.0198 | -752.0198 | -752.0198 | -752.0198 | -752.0198 | -752.0198 | -752.0198 | -752.0198 | -752.0198 | -752.0198 | -752.0198 | -752.0198 | -752.0198 | -752.0198 | -752.0198 | -752.0198 | -752.0198 | -752.0198 | -752.0198 | -752.0198 | -752.0198 | -752.0198 | -752.0198 | -752.0198 | -752.0198 | -752.0198 | -752.0198 | -752.0198 | -752.0198 | -752.0198 | -752.0198 | -752.0198 | -752.0198 | -1.0658e-13 | -1.0658e-13 | -1.0658e-13 | -1.0658e-13 | -1.0658e-13 | -1.0658e-13 | -1.0658e-13 | -1.0658e-13 | -1.0658e-13 | -1.0658e-13 | -1.0658e-13 | -1.0658e-13 | -1.0658e-13 | -1.0658e-13 | -1.0658e-13 | -1.0658e-13 | -1.0658e-13 | -1.0658e-13 | -1.0658e-13 | -1.0658e-13 | -1.0658e-13 | -1.0658e-13 | -1.0658e-13 | -1.0658e-13 | -1.0658e-13 | -1.0658e-13 | -1.0658e-13 | -1.0658e-13 | -1.0658e-13 | -1.0658e-13 | -1.0658e-13 | -1.0658e-13 | -1.0658e-13 | -1.0658e-13 | -1.0658e-13 | -1.0658e-13 | -1.0658e-13 | -1.0658e-13 | -1.0658e-13 | -1.0658e-13 | -1.0658e-13 | -1.0658e-13 | -1.0658e-13 | -1.0658e-13 | -1.0658e-13 | -1.0658e-13 | -1.0658e-13 | -1.0658e-13 | -1.0658e-13 | -1.0658e-13 | -1.0658e-13 | -1.0658e-13 | -1.0658e-13 | -1.0658e-13 | -1.0658e-13 | -1.0658e-13 | -1.0658e-13 | -1.0658e-13 | -1.0658e-13 | -1.0658e-13 | -1.0658e-13 | -1.0658e-13 | -1.0658e-13 | -1.0658e-13 | -1.0658e-13 | -1.0658e-13 | -1.0658e-13 | -1.0658e-13 | -1.0658e-13 | -1.0658e-13 | -1.0658e-13 | -1.0658e-13 | -1.0658e-13 | -1.0658e-13 | -1.0658e-13 | -1.0658e-13 | -1.0658e-13 | -1.0658e-13 | -1.0658e-13 | -1.0658e-13 | -1.0658e-13 | -1.0658e-13 | -1.0658e-13 | -1.0658e-13 | -1.0658e-13
|  | Cash sweep | EUR k |  |  | 0 | 0 | 0 | 0 | 0 | 0 | 0 | 0 | 0 | 0 | 0 | 0 | 0 | 0 | 0 | 0 | 0 | 0 | 0 | 0 | 0 | 0 | 0 | 0 | 0 | 0 | 0 | 0 | 0 | 0 | 0 | 0 | 0 | 0 | 0 | 0 | 0 | 0 | 0 | 0 | 0 | 0 | 0 | 0 | 0 | 0 | 0 | 0 | 0 | 0 | 0 | 0 | 0 | 0 | 0 | 0 | 0 | 0 | 0 | 0 | 0 | 0 | 0 | 0 | 0 | 0 | 0 | 0 | 0 | 0 | 0 | 0 | 0 | 0 | 0 | 0 | 0 | 0 | 0 | 0 | 0 | 0 | 0 | 0 | 0 | 0 | 0 | 0 | 0 | 0 | 0 | 0 | 0 | 0 | 0 | 0 | 0 | 0 | 0 | 0 | 0 | 0 | 0 | 0 | 0 | 0 | 0 | 0 | 0 | 0 | 0 | 0 | 0 | 0 | 0 | 0 | 0 | 0 | 0 | 0 | 0 | 0 | 0 | 0 | 0 | 0 | 0 | 0 | 0 | 0 | 0 | 0 | 0 | 0 | 0 | 0 | 0 | 0 | 0 | 0 | 0 | 0 | 0 | 0 | 0 | 0 | 0 | 0 | 0 | 0 | 0 | 0 | 0 | 0 | 0 | 0
|  | Debt service incl. sweep | EUR k |  |  | -45121.1851 | 0 | 0 | 0 | 0 | 0 | 0 | 0 | 0 | 0 | 0 | -752.0198 | -752.0198 | -752.0198 | -752.0198 | -752.0198 | -752.0198 | -752.0198 | -752.0198 | -752.0198 | -752.0198 | -752.0198 | -752.0198 | -752.0198 | -752.0198 | -752.0198 | -752.0198 | -752.0198 | -752.0198 | -752.0198 | -752.0198 | -752.0198 | -752.0198 | -752.0198 | -752.0198 | -752.0198 | -752.0198 | -752.0198 | -752.0198 | -752.0198 | -752.0198 | -752.0198 | -752.0198 | -752.0198 | -752.0198 | -752.0198 | -752.0198 | -752.0198 | -752.0198 | -752.0198 | -752.0198 | -752.0198 | -752.0198 | -752.0198 | -752.0198 | -752.0198 | -752.0198 | -752.0198 | -752.0198 | -752.0198 | -752.0198 | -752.0198 | -752.0198 | -752.0198 | -752.0198 | -752.0198 | -752.0198 | -752.0198 | -752.0198 | -752.0198 | -752.0198 | -1.0658e-13 | -1.0658e-13 | -1.0658e-13 | -1.0658e-13 | -1.0658e-13 | -1.0658e-13 | -1.0658e-13 | -1.0658e-13 | -1.0658e-13 | -1.0658e-13 | -1.0658e-13 | -1.0658e-13 | -1.0658e-13 | -1.0658e-13 | -1.0658e-13 | -1.0658e-13 | -1.0658e-13 | -1.0658e-13 | -1.0658e-13 | -1.0658e-13 | -1.0658e-13 | -1.0658e-13 | -1.0658e-13 | -1.0658e-13 | -1.0658e-13 | -1.0658e-13 | -1.0658e-13 | -1.0658e-13 | -1.0658e-13 | -1.0658e-13 | -1.0658e-13 | -1.0658e-13 | -1.0658e-13 | -1.0658e-13 | -1.0658e-13 | -1.0658e-13 | -1.0658e-13 | -1.0658e-13 | -1.0658e-13 | -1.0658e-13 | -1.0658e-13 | -1.0658e-13 | -1.0658e-13 | -1.0658e-13 | -1.0658e-13 | -1.0658e-13 | -1.0658e-13 | -1.0658e-13 | -1.0658e-13 | -1.0658e-13 | -1.0658e-13 | -1.0658e-13 | -1.0658e-13 | -1.0658e-13 | -1.0658e-13 | -1.0658e-13 | -1.0658e-13 | -1.0658e-13 | -1.0658e-13 | -1.0658e-13 | -1.0658e-13 | -1.0658e-13 | -1.0658e-13 | -1.0658e-13 | -1.0658e-13 | -1.0658e-13 | -1.0658e-13 | -1.0658e-13 | -1.0658e-13 | -1.0658e-13 | -1.0658e-13 | -1.0658e-13 | -1.0658e-13 | -1.0658e-13 | -1.0658e-13 | -1.0658e-13 | -1.0658e-13 | -1.0658e-13 | -1.0658e-13 | -1.0658e-13 | -1.0658e-13 | -1.0658e-13 | -1.0658e-13 | -1.0658e-13 | -1.0658e-13
|  | Opening balance | EUR k |  |  |  | 0 | 0 | 0 | 0 | 0 | 0 | 398.75 | 8015.1633 | 15810.4239 | 23703.1253 | 31610.8433 | 31253.9591 | 30892.6138 | 30526.7517 | 30156.3164 | 29781.2506 | 29401.4965 | 29016.9954 | 28627.6881 | 28233.5145 | 27834.4136 | 27430.324 | 27021.1833 | 26606.9284 | 26187.4952 | 25762.8192 | 25332.8347 | 24897.4754 | 24456.674 | 24010.3627 | 23558.4725 | 23100.9337 | 22637.6756 | 22168.6268 | 21693.7148 | 21212.8665 | 20726.0076 | 20233.063 | 19733.9565 | 19228.6112 | 18716.9491 | 18198.8912 | 17674.3576 | 17143.2673 | 16605.5384 | 16061.0879 | 15509.8317 | 14951.6849 | 14386.5612 | 13814.3734 | 13235.0333 | 12648.4515 | 12054.5374 | 11453.1994 | 10844.3446 | 10227.8792 | 9603.7079 | 8971.7345 | 8331.8614 | 7683.9899 | 7028.0201 | 6363.8506 | 5691.379 | 5010.5014 | 4321.113 | 3623.1071 | 2916.3762 | 2200.8112 | 1476.3015 | 742.7356 | 8.5265e-12 | 8.5265e-12 | 8.5265e-12 | 8.5265e-12 | 8.5265e-12 | 8.5265e-12 | 8.5265e-12 | 8.5265e-12 | 8.5265e-12 | 8.5265e-12 | 8.5265e-12 | 8.5265e-12 | 8.5265e-12 | 8.5265e-12 | 8.5265e-12 | 8.5265e-12 | 8.5265e-12 | 8.5265e-12 | 8.5265e-12 | 8.5265e-12 | 8.5265e-12 | 8.5265e-12 | 8.5265e-12 | 8.5265e-12 | 8.5265e-12 | 8.5265e-12 | 8.5265e-12 | 8.5265e-12 | 8.5265e-12 | 8.5265e-12 | 8.5265e-12 | 8.5265e-12 | 8.5265e-12 | 8.5265e-12 | 8.5265e-12 | 8.5265e-12 | 8.5265e-12 | 8.5265e-12 | 8.5265e-12 | 8.5265e-12 | 8.5265e-12 | 8.5265e-12 | 8.5265e-12 | 8.5265e-12 | 8.5265e-12 | 8.5265e-12 | 8.5265e-12 | 8.5265e-12 | 8.5265e-12 | 8.5265e-12 | 8.5265e-12 | 8.5265e-12 | 8.5265e-12 | 8.5265e-12 | 8.5265e-12 | 8.5265e-12 | 8.5265e-12 | 8.5265e-12 | 8.5265e-12 | 8.5265e-12 | 8.5265e-12 | 8.5265e-12 | 8.5265e-12 | 8.5265e-12 | 8.5265e-12 | 8.5265e-12 | 8.5265e-12 | 8.5265e-12 | 8.5265e-12 | 8.5265e-12 | 8.5265e-12 | 8.5265e-12 | 8.5265e-12 | 8.5265e-12 | 8.5265e-12 | 8.5265e-12 | 8.5265e-12 | 8.5265e-12 | 8.5265e-12 | 8.5265e-12 | 8.5265e-12 | 8.5265e-12 | 8.5265e-12 | 8.5265e-12 | 8.5265e-12
|  | Drawdown | EUR k |  |  | 31011.75 | 0 | 0 | 0 | 0 | 0 | 398.75 | 7611.429 | 7695.071 | 7695.071 | 7611.429 | 0 | 0 | 0 | 0 | 0 | 0 | 0 | 0 | 0 | 0 | 0 | 0 | 0 | 0 | 0 | 0 | 0 | 0 | 0 | 0 | 0 | 0 | 0 | 0 | 0 | 0 | 0 | 0 | 0 | 0 | 0 | 0 | 0 | 0 | 0 | 0 | 0 | 0 | 0 | 0 | 0 | 0 | 0 | 0 | 0 | 0 | 0 | 0 | 0 | 0 | 0 | 0 | 0 | 0 | 0 | 0 | 0 | 0 | 0 | 0 | 0 | 0 | 0 | 0 | 0 | 0 | 0 | 0 | 0 | 0 | 0 | 0 | 0 | 0 | 0 | 0 | 0 | 0 | 0 | 0 | 0 | 0 | 0 | 0 | 0 | 0 | 0 | 0 | 0 | 0 | 0 | 0 | 0 | 0 | 0 | 0 | 0 | 0 | 0 | 0 | 0 | 0 | 0 | 0 | 0 | 0 | 0 | 0 | 0 | 0 | 0 | 0 | 0 | 0 | 0 | 0 | 0 | 0 | 0 | 0 | 0 | 0 | 0 | 0 | 0 | 0 | 0 | 0 | 0 | 0 | 0 | 0 | 0 | 0 | 0 | 0 | 0 | 0 | 0 | 0 | 0 | 0 | 0 | 0 | 0
|  | Interest capitalised | EUR k |  |  | 599.0933 | 0 | 0 | 0 | 0 | 0 | 0 | 4.9844 | 100.1895 | 197.6303 | 296.2891 | 0 | 0 | 0 | 0 | 0 | 0 | 0 | 0 | 0 | 0 | 0 | 0 | 0 | 0 | 0 | 0 | 0 | 0 | 0 | 0 | 0 | 0 | 0 | 0 | 0 | 0 | 0 | 0 | 0 | 0 | 0 | 0 | 0 | 0 | 0 | 0 | 0 | 0 | 0 | 0 | 0 | 0 | 0 | 0 | 0 | 0 | 0 | 0 | 0 | 0 | 0 | 0 | 0 | 0 | 0 | 0 | 0 | 0 | 0 | 0 | 0 | 0 | 0 | 0 | 0 | 0 | 0 | 0 | 0 | 0 | 0 | 0 | 0 | 0 | 0 | 0 | 0 | 0 | 0 | 0 | 0 | 0 | 0 | 0 | 0 | 0 | 0 | 0 | 0 | 0 | 0 | 0 | 0 | 0 | 0 | 0 | 0 | 0 | 0 | 0 | 0 | 0 | 0 | 0 | 0 | 0 | 0 | 0 | 0 | 0 | 0 | 0 | 0 | 0 | 0 | 0 | 0 | 0 | 0 | 0 | 0 | 0 | 0 | 0 | 0 | 0 | 0 | 0 | 0 | 0 | 0 | 0 | 0 | 0 | 0 | 0 | 0 | 0 | 0 | 0 | 0 | 0 | 0 | 0 | 0
|  | Repayment | EUR k |  |  | -31610.8433 | 0 | 0 | 0 | 0 | 0 | 0 | 0 | 0 | 0 | 0 | -356.8842 | -361.3453 | -365.8621 | -370.4354 | -375.0658 | -379.7541 | -384.501 | -389.3073 | -394.1737 | -399.1008 | -404.0896 | -409.1407 | -414.255 | -419.4331 | -424.6761 | -429.9845 | -435.3593 | -440.8013 | -446.3113 | -451.8902 | -457.5388 | -463.2581 | -469.0488 | -474.9119 | -480.8483 | -486.8589 | -492.9447 | -499.1065 | -505.3453 | -511.6621 | -518.0579 | -524.5336 | -531.0903 | -537.7289 | -544.4505 | -551.2562 | -558.1469 | -565.1237 | -572.1877 | -579.3401 | -586.5818 | -593.9141 | -601.338 | -608.8548 | -616.4654 | -624.1713 | -631.9734 | -639.8731 | -647.8715 | -655.9699 | -664.1695 | -672.4716 | -680.8775 | -689.3885 | -698.0058 | -706.7309 | -715.565 | -724.5096 | -733.566 | -742.7356 | 0 | 0 | 0 | 0 | 0 | 0 | 0 | 0 | 0 | 0 | 0 | 0 | 0 | 0 | 0 | 0 | 0 | 0 | 0 | 0 | 0 | 0 | 0 | 0 | 0 | 0 | 0 | 0 | 0 | 0 | 0 | 0 | 0 | 0 | 0 | 0 | 0 | 0 | 0 | 0 | 0 | 0 | 0 | 0 | 0 | 0 | 0 | 0 | 0 | 0 | 0 | 0 | 0 | 0 | 0 | 0 | 0 | 0 | 0 | 0 | 0 | 0 | 0 | 0 | 0 | 0 | 0 | 0 | 0 | 0 | 0 | 0 | 0 | 0 | 0 | 0 | 0 | 0 | 0 | 0 | 0 | 0 | 0 | 0 | 0
|  | Closing balance (E: at COD) | EUR k | 31610.8433 |  |  | 0 | 0 | 0 | 0 | 0 | 398.75 | 8015.1633 | 15810.4239 | 23703.1253 | 31610.8433 | 31253.9591 | 30892.6138 | 30526.7517 | 30156.3164 | 29781.2506 | 29401.4965 | 29016.9954 | 28627.6881 | 28233.5145 | 27834.4136 | 27430.324 | 27021.1833 | 26606.9284 | 26187.4952 | 25762.8192 | 25332.8347 | 24897.4754 | 24456.674 | 24010.3627 | 23558.4725 | 23100.9337 | 22637.6756 | 22168.6268 | 21693.7148 | 21212.8665 | 20726.0076 | 20233.063 | 19733.9565 | 19228.6112 | 18716.9491 | 18198.8912 | 17674.3576 | 17143.2673 | 16605.5384 | 16061.0879 | 15509.8317 | 14951.6849 | 14386.5612 | 13814.3734 | 13235.0333 | 12648.4515 | 12054.5374 | 11453.1994 | 10844.3446 | 10227.8792 | 9603.7079 | 8971.7345 | 8331.8614 | 7683.9899 | 7028.0201 | 6363.8506 | 5691.379 | 5010.5014 | 4321.113 | 3623.1071 | 2916.3762 | 2200.8112 | 1476.3015 | 742.7356 | 8.5265e-12 | 8.5265e-12 | 8.5265e-12 | 8.5265e-12 | 8.5265e-12 | 8.5265e-12 | 8.5265e-12 | 8.5265e-12 | 8.5265e-12 | 8.5265e-12 | 8.5265e-12 | 8.5265e-12 | 8.5265e-12 | 8.5265e-12 | 8.5265e-12 | 8.5265e-12 | 8.5265e-12 | 8.5265e-12 | 8.5265e-12 | 8.5265e-12 | 8.5265e-12 | 8.5265e-12 | 8.5265e-12 | 8.5265e-12 | 8.5265e-12 | 8.5265e-12 | 8.5265e-12 | 8.5265e-12 | 8.5265e-12 | 8.5265e-12 | 8.5265e-12 | 8.5265e-12 | 8.5265e-12 | 8.5265e-12 | 8.5265e-12 | 8.5265e-12 | 8.5265e-12 | 8.5265e-12 | 8.5265e-12 | 8.5265e-12 | 8.5265e-12 | 8.5265e-12 | 8.5265e-12 | 8.5265e-12 | 8.5265e-12 | 8.5265e-12 | 8.5265e-12 | 8.5265e-12 | 8.5265e-12 | 8.5265e-12 | 8.5265e-12 | 8.5265e-12 | 8.5265e-12 | 8.5265e-12 | 8.5265e-12 | 8.5265e-12 | 8.5265e-12 | 8.5265e-12 | 8.5265e-12 | 8.5265e-12 | 8.5265e-12 | 8.5265e-12 | 8.5265e-12 | 8.5265e-12 | 8.5265e-12 | 8.5265e-12 | 8.5265e-12 | 8.5265e-12 | 8.5265e-12 | 8.5265e-12 | 8.5265e-12 | 8.5265e-12 | 8.5265e-12 | 8.5265e-12 | 8.5265e-12 | 8.5265e-12 | 8.5265e-12 | 8.5265e-12 | 8.5265e-12 | 8.5265e-12 | 8.5265e-12 | 8.5265e-12 | 8.5265e-12 | 8.5265e-12 | 8.5265e-12 | 8.5265e-12
|  | Upfront fee | EUR k |  |  | -553.1898 | 0 | 0 | 0 | 0 | 0 | -553.1898 | 0 | 0 | 0 | 0 | 0 | 0 | 0 | 0 | 0 | 0 | 0 | 0 | 0 | 0 | 0 | 0 | 0 | 0 | 0 | 0 | 0 | 0 | 0 | 0 | 0 | 0 | 0 | 0 | 0 | 0 | 0 | 0 | 0 | 0 | 0 | 0 | 0 | 0 | 0 | 0 | 0 | 0 | 0 | 0 | 0 | 0 | 0 | 0 | 0 | 0 | 0 | 0 | 0 | 0 | 0 | 0 | 0 | 0 | 0 | 0 | 0 | 0 | 0 | 0 | 0 | 0 | 0 | 0 | 0 | 0 | 0 | 0 | 0 | 0 | 0 | 0 | 0 | 0 | 0 | 0 | 0 | 0 | 0 | 0 | 0 | 0 | 0 | 0 | 0 | 0 | 0 | 0 | 0 | 0 | 0 | 0 | 0 | 0 | 0 | 0 | 0 | 0 | 0 | 0 | 0 | 0 | 0 | 0 | 0 | 0 | 0 | 0 | 0 | 0 | 0 | 0 | 0 | 0 | 0 | 0 | 0 | 0 | 0 | 0 | 0 | 0 | 0 | 0 | 0 | 0 | 0 | 0 | 0 | 0 | 0 | 0 | 0 | 0 | 0 | 0 | 0 | 0 | 0 | 0 | 0 | 0 | 0 | 0 | 0
|  | Commitment fee | EUR k |  |  | -172.6709 | 0 | 0 | 0 | 0 | 0 | 0 | -68.6905 | -52.1789 | -34.7227 | -17.0788 | 0 | 0 | 0 | 0 | 0 | 0 | 0 | 0 | 0 | 0 | 0 | 0 | 0 | 0 | 0 | 0 | 0 | 0 | 0 | 0 | 0 | 0 | 0 | 0 | 0 | 0 | 0 | 0 | 0 | 0 | 0 | 0 | 0 | 0 | 0 | 0 | 0 | 0 | 0 | 0 | 0 | 0 | 0 | 0 | 0 | 0 | 0 | 0 | 0 | 0 | 0 | 0 | 0 | 0 | 0 | 0 | 0 | 0 | 0 | 0 | 0 | 0 | 0 | 0 | 0 | 0 | 0 | 0 | 0 | 0 | 0 | 0 | 0 | 0 | 0 | 0 | 0 | 0 | 0 | 0 | 0 | 0 | 0 | 0 | 0 | 0 | 0 | 0 | 0 | 0 | 0 | 0 | 0 | 0 | 0 | 0 | 0 | 0 | 0 | 0 | 0 | 0 | 0 | 0 | 0 | 0 | 0 | 0 | 0 | 0 | 0 | 0 | 0 | 0 | 0 | 0 | 0 | 0 | 0 | 0 | 0 | 0 | 0 | 0 | 0 | 0 | 0 | 0 | 0 | 0 | 0 | 0 | 0 | 0 | 0 | 0 | 0 | 0 | 0 | 0 | 0 | 0 | 0 | 0 | 0
|  | DSRA funded at COD, released at the end (E: balance) | EUR k | 1504.0395 |  | 0 | 0 | 0 | 0 | 0 | 0 | 0 | 0 | 0 | 0 | -1504.0395 | 0 | 0 | 0 | 0 | 0 | 0 | 0 | 0 | 0 | 0 | 0 | 0 | 0 | 0 | 0 | 0 | 0 | 0 | 0 | 0 | 0 | 0 | 0 | 0 | 0 | 0 | 0 | 0 | 0 | 0 | 0 | 0 | 0 | 0 | 0 | 0 | 0 | 0 | 0 | 0 | 0 | 0 | 0 | 0 | 0 | 0 | 0 | 0 | 0 | 0 | 0 | 0 | 0 | 0 | 0 | 0 | 0 | 0 | 0 | 1504.0395 | 0 | 0 | 0 | 0 | 0 | 0 | 0 | 0 | 0 | 0 | 0 | 0 | 0 | 0 | 0 | 0 | 0 | 0 | 0 | 0 | 0 | 0 | 0 | 0 | 0 | 0 | 0 | 0 | 0 | 0 | 0 | 0 | 0 | 0 | 0 | 0 | 0 | 0 | 0 | 0 | 0 | 0 | 0 | 0 | 0 | 0 | 0 | 0 | 0 | 0 | 0 | 0 | 0 | 0 | 0 | 0 | 0 | 0 | 0 | 0 | 0 | 0 | 0 | 0 | 0 | 0 | 0 | 0 | 0 | 0 | 0 | 0 | 0 | 0 | 0 | 0 | 0 | 0 | 0 | 0 | 0 | 0 | 0 | 0 | 0
|  | DSCR on scheduled debt service (E: minimum) | x | 2.2109 |  |  | 11: 3.0102; 12: 3.0093; 13: 2.9758; 14: 2.4686; 15: 2.4939; 16: 2.5191; 17: 2.5174; 18: 2.2625; 19: 2.2855; 20: 2.3085; 21: 2.3068; 22: 2.3417; 23: 2.3656; 24: 2.3894; 25: 2.3876; 26: 2.4348; 27: 2.433; 28: 2.4576; 29: 2.4558; 30: 2.3516; 31: 2.3755; 32: 2.3994; 33: 2.3976; 34: 2.292; 35: 2.3153; 36: 2.3385; 37: 2.3367; 38: 2.3092; 39: 2.3327; 40: 2.3561; 41: 2.3542; 42: 2.288; 43: 2.2861; 44: 2.309; 45: 2.307; 46: 2.3067; 47: 2.3301; 48: 2.3534; 49: 2.3513; 50: 2.2765; 51: 2.2339; 52: 2.2561; 53: 2.254; 54: 2.2266; 55: 2.249; 56: 2.2714; 57: 2.2692; 58: 2.2587; 59: 2.2565; 60: 2.279; 61: 2.2768; 62: 2.2109; 63: 2.2331; 64: 2.2553; 65: 2.253; 66: 2.2746; 67: 2.2975; 68: 2.3204; 69: 2.318; 70: 2.2643
x |  | Tax (levered: actual SPV tax; unlevered: no interest or fees, own loss carry-forward)
|  | Tax depreciation: PV, grid, pre-RtB development (E: base) | EUR k | 37732 |  | -37732 | 0 | 0 | 0 | 0 | 0 | 0 | 0 | 0 | 0 | 0 | -313.3715 | -316.8152 | -316.8152 | -309.9279 | -313.3715 | -316.8152 | -316.8152 | -309.9279 | -313.3715 | -316.8152 | -316.8152 | -309.9279 | -313.3715 | -316.8152 | -316.8152 | -313.3715 | -313.3715 | -316.8152 | -316.8152 | -309.9279 | -313.3715 | -316.8152 | -316.8152 | -309.9279 | -313.3715 | -316.8152 | -316.8152 | -309.9279 | -313.3715 | -316.8152 | -316.8152 | -313.3715 | -313.3715 | -316.8152 | -316.8152 | -309.9279 | -313.3715 | -316.8152 | -316.8152 | -309.9279 | -313.3715 | -316.8152 | -316.8152 | -309.9279 | -313.3715 | -316.8152 | -316.8152 | -313.3715 | -313.3715 | -316.8152 | -316.8152 | -309.9279 | -313.3715 | -316.8152 | -316.8152 | -309.9279 | -313.3715 | -316.8152 | -316.8152 | -309.9279 | -313.3715 | -316.8152 | -316.8152 | -313.3715 | -313.3715 | -316.8152 | -316.8152 | -309.9279 | -313.3715 | -316.8152 | -316.8152 | -309.9279 | -313.3715 | -316.8152 | -316.8152 | -309.9279 | -313.3715 | -316.8152 | -316.8152 | -313.3715 | -313.3715 | -316.8152 | -316.8152 | -309.9279 | -313.3715 | -316.8152 | -316.8152 | -309.9279 | -313.3715 | -316.8152 | -316.8152 | -309.9279 | -313.3715 | -316.8152 | -316.8152 | -313.3715 | -313.3715 | -316.8152 | -316.8152 | -309.9279 | -313.3715 | -316.8152 | -316.8152 | -309.9279 | -313.3715 | -316.8152 | -316.8152 | -309.9279 | -313.3715 | -316.8152 | -316.8152 | -313.3715 | -313.3715 | -316.8152 | -316.8152 | -309.9279 | -313.3715 | -316.8152 | -316.8152 | -309.9279 | 0 | 0 | 0 | 0 | 0 | 0 | 0 | 0 | 0 | 0 | 0 | 0 | 0 | 0 | 0 | 0 | 0 | 0 | 0 | 0 | 0 | 0 | 0 | 0 | 0
|  | Tax depreciation: capitalised interest (E: base) | EUR k | 599.0933 |  | -599.0933 | 0 | 0 | 0 | 0 | 0 | 0 | 0 | 0 | 0 | 0 | -4.9756 | -5.0303 | -5.0303 | -4.9209 | -4.9756 | -5.0303 | -5.0303 | -4.9209 | -4.9756 | -5.0303 | -5.0303 | -4.9209 | -4.9756 | -5.0303 | -5.0303 | -4.9756 | -4.9756 | -5.0303 | -5.0303 | -4.9209 | -4.9756 | -5.0303 | -5.0303 | -4.9209 | -4.9756 | -5.0303 | -5.0303 | -4.9209 | -4.9756 | -5.0303 | -5.0303 | -4.9756 | -4.9756 | -5.0303 | -5.0303 | -4.9209 | -4.9756 | -5.0303 | -5.0303 | -4.9209 | -4.9756 | -5.0303 | -5.0303 | -4.9209 | -4.9756 | -5.0303 | -5.0303 | -4.9756 | -4.9756 | -5.0303 | -5.0303 | -4.9209 | -4.9756 | -5.0303 | -5.0303 | -4.9209 | -4.9756 | -5.0303 | -5.0303 | -4.9209 | -4.9756 | -5.0303 | -5.0303 | -4.9756 | -4.9756 | -5.0303 | -5.0303 | -4.9209 | -4.9756 | -5.0303 | -5.0303 | -4.9209 | -4.9756 | -5.0303 | -5.0303 | -4.9209 | -4.9756 | -5.0303 | -5.0303 | -4.9756 | -4.9756 | -5.0303 | -5.0303 | -4.9209 | -4.9756 | -5.0303 | -5.0303 | -4.9209 | -4.9756 | -5.0303 | -5.0303 | -4.9209 | -4.9756 | -5.0303 | -5.0303 | -4.9756 | -4.9756 | -5.0303 | -5.0303 | -4.9209 | -4.9756 | -5.0303 | -5.0303 | -4.9209 | -4.9756 | -5.0303 | -5.0303 | -4.9209 | -4.9756 | -5.0303 | -5.0303 | -4.9756 | -4.9756 | -5.0303 | -5.0303 | -4.9209 | -4.9756 | -5.0303 | -5.0303 | -4.9209 | 0 | 0 | 0 | 0 | 0 | 0 | 0 | 0 | 0 | 0 | 0 | 0 | 0 | 0 | 0 | 0 | 0 | 0 | 0 | 0 | 0 | 0 | 0 | 0 | 0
|  | Tax depreciation: BESS (E: base) | EUR k | 22000 |  | -22000 | 0 | 0 | 0 | 0 | 0 | 0 | 0 | 0 | 0 | 0 | -548.1928 | -554.2169 | -554.2169 | -542.1687 | -548.1928 | -554.2169 | -554.2169 | -542.1687 | -548.1928 | -554.2169 | -554.2169 | -542.1687 | -548.1928 | -554.2169 | -554.2169 | -548.1928 | -548.1928 | -554.2169 | -554.2169 | -542.1687 | -548.1928 | -554.2169 | -554.2169 | -542.1687 | -548.1928 | -554.2169 | -554.2169 | -542.1687 | -548.1928 | -554.2169 | -554.2169 | -548.1928 | -548.1928 | -554.2169 | -554.2169 | -542.1687 | -548.1928 | -554.2169 | -554.2169 | -542.1687 | 0 | 0 | 0 | 0 | 0 | 0 | 0 | 0 | 0 | 0 | 0 | 0 | 0 | 0 | 0 | 0 | 0 | 0 | 0 | 0 | 0 | 0 | 0 | 0 | 0 | 0 | 0 | 0 | 0 | 0 | 0 | 0 | 0 | 0 | 0 | 0 | 0 | 0 | 0 | 0 | 0 | 0 | 0 | 0 | 0 | 0 | 0 | 0 | 0 | 0 | 0 | 0 | 0 | 0 | 0 | 0 | 0 | 0 | 0 | 0 | 0 | 0 | 0 | 0 | 0 | 0 | 0 | 0 | 0 | 0 | 0 | 0 | 0 | 0 | 0 | 0 | 0 | 0 | 0 | 0 | 0 | 0 | 0 | 0 | 0 | 0 | 0 | 0 | 0 | 0 | 0 | 0 | 0 | 0 | 0 | 0 | 0 | 0 | 0 | 0 | 0 | 0 | 0 | 0 | 0
|  | Tax depreciation: augmentation (E: start, F: end) | EUR k | 2048-04-01 | 2058-03-31 | -34726.098 | 0 | 0 | 0 | 0 | 0 | 0 | 0 | 0 | 0 | 0 | 0 | 0 | 0 | 0 | 0 | 0 | 0 | 0 | 0 | 0 | 0 | 0 | 0 | 0 | 0 | 0 | 0 | 0 | 0 | 0 | 0 | 0 | 0 | 0 | 0 | 0 | 0 | 0 | 0 | 0 | 0 | 0 | 0 | 0 | 0 | 0 | 0 | 0 | 0 | 0 | 0 | 0 | 0 | 0 | 0 | 0 | 0 | 0 | 0 | 0 | 0 | 0 | 0 | 0 | 0 | 0 | 0 | 0 | 0 | 0 | 0 | 0 | 0 | 0 | 0 | 0 | 0 | 0 | 0 | 0 | 0 | 0 | 0 | 0 | 0 | 0 | 0 | 0 | 0 | 0 | -865.2998 | -874.8086 | -874.8086 | -855.791 | -865.2998 | -874.8086 | -874.8086 | -855.791 | -865.2998 | -874.8086 | -874.8086 | -855.791 | -865.2998 | -874.8086 | -874.8086 | -865.2998 | -865.2998 | -874.8086 | -874.8086 | -855.791 | -865.2998 | -874.8086 | -874.8086 | -855.791 | -865.2998 | -874.8086 | -874.8086 | -855.791 | -865.2998 | -874.8086 | -874.8086 | -865.2998 | -865.2998 | -874.8086 | -874.8086 | -855.791 | -865.2998 | -874.8086 | -874.8086 | -855.791 | 0 | 0 | 0 | 0 | 0 | 0 | 0 | 0 | 0 | 0 | 0 | 0 | 0 | 0 | 0 | 0 | 0 | 0 | 0 | 0 | 0 | 0 | 0 | 0 | 0
|  | Tax base before losses | EUR k |  |  | 180626.1965 | 0 | -5.4175 | -7.3036 | -7.3839 | -7.3839 | -560.4131 | -75.9942 | -59.5628 | -42.1066 | -24.3824 | 1049.2606 | 1068.6027 | 1072.118 | 678.964 | 694.4561 | 709.9761 | 713.7714 | 529.3392 | 543.2575 | 557.2087 | 561.3102 | 616.6343 | 631.5002 | 646.4005 | 650.7048 | 705.9601 | 710.4238 | 726.2319 | 730.8121 | 671.7707 | 687.2955 | 702.8611 | 707.6997 | 647.7702 | 663.0816 | 678.4378 | 683.5933 | 688.6401 | 704.4256 | 720.2593 | 725.7108 | 688.5952 | 694.2102 | 709.954 | 715.7146 | 743.8846 | 760.2856 | 776.7408 | 782.7876 | 749.736 | 1314.4266 | 1337.0069 | 1343.4062 | 1336.7441 | 1359.794 | 1382.9065 | 1389.6724 | 1393.5372 | 1400.5182 | 1424.1236 | 1431.2848 | 1393.6664 | 1417.4313 | 1441.2686 | 1448.8437 | 1483.9711 | 1508.7601 | 1533.6259 | 1541.6123 | 1515.0526 | 1540.2158 | 1556.0604 | 1554.9685 | 1520.6563 | 1519.5777 | 1535.1868 | 1534.086 | 1555.2374 | 1571.4105 | 1587.5476 | 1586.4049 | 1569.6157 | 1585.925 | 1602.1976 | 1601.0307 | 1579.5919 | 1595.9952 | 1612.3612 | 1611.1768 | 1549.6793 | 683.2241 | 689.5649 | 688.3857 | 1172.4382 | 1184.3005 | 1196.125 | 1194.9231 | 1108.1938 | 1119.3376 | 1130.4436 | 1129.2369 | 1067.3387 | 1078.0215 | 1088.6662 | 1087.4521 | 1011.0759 | 1009.8907 | 1019.7911 | 1018.5816 | 1062.5592 | 1073.1592 | 1083.72 | 1082.4753 | 1079.3812 | 1090.1525 | 1100.8842 | 1099.6234 | 1068.8715 | 1079.5095 | 1090.1074 | 1088.8297 | 1070.3139 | 1069.0573 | 1079.5358 | 1078.2533 | 1119.9383 | 1131.1044 | 1142.229 | 1140.9105 | 1252.7842 | 2449.0173 | 2474.5673 | 2473.191 | 2485.9964 | 2512.2373 | 2538.4334 | 2537.0081 | 2476.9404 | 2475.5365 | 2501.3219 | 2499.8892 | 2493.026 | 2519.3144 | 2545.5568 | 2544.0998 | 2537.1164 | 2563.8707 | 2590.5784 | 2589.0967 | 2581.9908 | -1.0658e-13 | -1.0658e-13 | -1.0658e-13 | -1.0658e-13 | -1.0658e-13
|  | Tax losses: opening | EUR k |  |  |  | 0 | 0 | 5.4175 | 12.7212 | 20.1051 | 27.489 | 587.9021 | 663.8963 | 723.4591 | 765.5657 | 789.9482 | 265.3179 | 0 | 0 | 0 | 0 | 0 | 0 | 0 | 0 | 0 | 0 | 0 | 0 | 0 | 0 | 0 | 0 | 0 | 0 | 0 | 0 | 0 | 0 | 0 | 0 | 0 | 0 | 0 | 0 | 0 | 0 | 0 | 0 | 0 | 0 | 0 | 0 | 0 | 0 | 0 | 0 | 0 | 0 | 0 | 0 | 0 | 0 | 0 | 0 | 0 | 0 | 0 | 0 | 0 | 0 | 0 | 0 | 0 | 0 | 0 | 0 | 0 | 0 | 0 | 0 | 0 | 0 | 0 | 0 | 0 | 0 | 0 | 0 | 0 | 0 | 0 | 0 | 0 | 0 | 0 | 0 | 0 | 0 | 0 | 0 | 0 | 0 | 0 | 0 | 0 | 0 | 0 | 0 | 0 | 0 | 0 | 0 | 0 | 0 | 0 | 0 | 0 | 0 | 0 | 0 | 0 | 0 | 0 | 0 | 0 | 0 | 0 | 0 | 0 | 0 | 0 | 0 | 0 | 0 | 0 | 0 | 0 | 0 | 0 | 0 | 0 | 0 | 0 | 0 | 0 | 0 | 0 | 0 | 0 | 0 | 0 | 0 | 0 | 0 | 0 | 1.0658e-13 | 2.1316e-13 | 3.1974e-13 | 4.2633e-13
|  | Losses added | EUR k |  |  | 789.9482 | 0 | 5.4175 | 7.3036 | 7.3839 | 7.3839 | 560.4131 | 75.9942 | 59.5628 | 42.1066 | 24.3824 | 0 | 0 | 0 | 0 | 0 | 0 | 0 | 0 | 0 | 0 | 0 | 0 | 0 | 0 | 0 | 0 | 0 | 0 | 0 | 0 | 0 | 0 | 0 | 0 | 0 | 0 | 0 | 0 | 0 | 0 | 0 | 0 | 0 | 0 | 0 | 0 | 0 | 0 | 0 | 0 | 0 | 0 | 0 | 0 | 0 | 0 | 0 | 0 | 0 | 0 | 0 | 0 | 0 | 0 | 0 | 0 | 0 | 0 | 0 | 0 | 0 | 0 | 0 | 0 | 0 | 0 | 0 | 0 | 0 | 0 | 0 | 0 | 0 | 0 | 0 | 0 | 0 | 0 | 0 | 0 | 0 | 0 | 0 | 0 | 0 | 0 | 0 | 0 | 0 | 0 | 0 | 0 | 0 | 0 | 0 | 0 | 0 | 0 | 0 | 0 | 0 | 0 | 0 | 0 | 0 | 0 | 0 | 0 | 0 | 0 | 0 | 0 | 0 | 0 | 0 | 0 | 0 | 0 | 0 | 0 | 0 | 0 | 0 | 0 | 0 | 0 | 0 | 0 | 0 | 0 | 0 | 0 | 0 | 0 | 0 | 0 | 0 | 0 | 0 | 0 | 1.0658e-13 | 1.0658e-13 | 1.0658e-13 | 1.0658e-13 | 1.0658e-13
|  | Losses used (capped) | EUR k |  |  | -789.9482 | 0 | 0 | 0 | 0 | 0 | 0 | 0 | 0 | 0 | 0 | -524.6303 | -265.3179 | 0 | 0 | 0 | 0 | 0 | 0 | 0 | 0 | 0 | 0 | 0 | 0 | 0 | 0 | 0 | 0 | 0 | 0 | 0 | 0 | 0 | 0 | 0 | 0 | 0 | 0 | 0 | 0 | 0 | 0 | 0 | 0 | 0 | 0 | 0 | 0 | 0 | 0 | 0 | 0 | 0 | 0 | 0 | 0 | 0 | 0 | 0 | 0 | 0 | 0 | 0 | 0 | 0 | 0 | 0 | 0 | 0 | 0 | 0 | 0 | 0 | 0 | 0 | 0 | 0 | 0 | 0 | 0 | 0 | 0 | 0 | 0 | 0 | 0 | 0 | 0 | 0 | 0 | 0 | 0 | 0 | 0 | 0 | 0 | 0 | 0 | 0 | 0 | 0 | 0 | 0 | 0 | 0 | 0 | 0 | 0 | 0 | 0 | 0 | 0 | 0 | 0 | 0 | 0 | 0 | 0 | 0 | 0 | 0 | 0 | 0 | 0 | 0 | 0 | 0 | 0 | 0 | 0 | 0 | 0 | 0 | 0 | 0 | 0 | 0 | 0 | 0 | 0 | 0 | 0 | 0 | 0 | 0 | 0 | 0 | 0 | 0 | 0 | 0 | 0 | 0 | 0 | 0
|  | Losses lapsed on one date, NTP + carry-forward (E; simplification) | EUR k | 2032-03-31 |  | 0 | 0 | 0 | 0 | 0 | 0 | 0 | 0 | 0 | 0 | 0 | 0 | 0 | 0 | 0 | 0 | 0 | 0 | 0 | 0 | 0 | 0 | 0 | 0 | 0 | 0 | 0 | 0 | 0 | 0 | 0 | 0 | 0 | 0 | 0 | 0 | 0 | 0 | 0 | 0 | 0 | 0 | 0 | 0 | 0 | 0 | 0 | 0 | 0 | 0 | 0 | 0 | 0 | 0 | 0 | 0 | 0 | 0 | 0 | 0 | 0 | 0 | 0 | 0 | 0 | 0 | 0 | 0 | 0 | 0 | 0 | 0 | 0 | 0 | 0 | 0 | 0 | 0 | 0 | 0 | 0 | 0 | 0 | 0 | 0 | 0 | 0 | 0 | 0 | 0 | 0 | 0 | 0 | 0 | 0 | 0 | 0 | 0 | 0 | 0 | 0 | 0 | 0 | 0 | 0 | 0 | 0 | 0 | 0 | 0 | 0 | 0 | 0 | 0 | 0 | 0 | 0 | 0 | 0 | 0 | 0 | 0 | 0 | 0 | 0 | 0 | 0 | 0 | 0 | 0 | 0 | 0 | 0 | 0 | 0 | 0 | 0 | 0 | 0 | 0 | 0 | 0 | 0 | 0 | 0 | 0 | 0 | 0 | 0 | 0 | 0 | 0 | 0 | 0 | 0 | 0
|  | Tax losses: closing | EUR k |  |  |  | 0 | 5.4175 | 12.7212 | 20.1051 | 27.489 | 587.9021 | 663.8963 | 723.4591 | 765.5657 | 789.9482 | 265.3179 | 0 | 0 | 0 | 0 | 0 | 0 | 0 | 0 | 0 | 0 | 0 | 0 | 0 | 0 | 0 | 0 | 0 | 0 | 0 | 0 | 0 | 0 | 0 | 0 | 0 | 0 | 0 | 0 | 0 | 0 | 0 | 0 | 0 | 0 | 0 | 0 | 0 | 0 | 0 | 0 | 0 | 0 | 0 | 0 | 0 | 0 | 0 | 0 | 0 | 0 | 0 | 0 | 0 | 0 | 0 | 0 | 0 | 0 | 0 | 0 | 0 | 0 | 0 | 0 | 0 | 0 | 0 | 0 | 0 | 0 | 0 | 0 | 0 | 0 | 0 | 0 | 0 | 0 | 0 | 0 | 0 | 0 | 0 | 0 | 0 | 0 | 0 | 0 | 0 | 0 | 0 | 0 | 0 | 0 | 0 | 0 | 0 | 0 | 0 | 0 | 0 | 0 | 0 | 0 | 0 | 0 | 0 | 0 | 0 | 0 | 0 | 0 | 0 | 0 | 0 | 0 | 0 | 0 | 0 | 0 | 0 | 0 | 0 | 0 | 0 | 0 | 0 | 0 | 0 | 0 | 0 | 0 | 0 | 0 | 0 | 0 | 0 | 0 | 0 | 1.0658e-13 | 2.1316e-13 | 3.1974e-13 | 4.2633e-13 | 5.3291e-13
|  | Corporate income tax and Robin Hood tax – copy | EUR k |  |  |  | 0 | 0 | 0 | 0 | 0 | 0 | 0 | 0 | 0 | 0 | -47.2167 | -72.2956 | -96.4906 | -61.1068 | -62.5011 | -63.8979 | -64.2394 | -47.6405 | -48.8932 | -50.1488 | -50.5179 | -55.4971 | -56.835 | -58.176 | -58.5634 | -63.5364 | -63.9381 | -65.3609 | -65.7731 | -60.4594 | -61.8566 | -63.2575 | -63.693 | -58.2993 | -59.6773 | -61.0594 | -61.5234 | -61.9776 | -63.3983 | -64.8233 | -65.314 | -61.9736 | -62.4789 | -63.8959 | -64.4143 | -66.9496 | -68.4257 | -69.9067 | -70.4509 | -67.4762 | -118.2984 | -120.3306 | -120.9066 | -120.307 | -122.3815 | -124.4616 | -125.0705 | -125.4184 | -126.0466 | -128.1711 | -128.8156 | -125.43 | -127.5688 | -129.7142 | -130.3959 | -133.5574 | -135.7884 | -138.0263 | -138.7451 | -136.3547 | -138.6194 | -140.0454 | -139.9472 | -136.8591 | -136.762 | -138.1668 | -138.0677 | -139.9714 | -141.4269 | -142.8793 | -142.7764 | -141.2654 | -142.7333 | -144.1978 | -144.0928 | -142.1633 | -143.6396 | -145.1125 | -145.0059 | -139.4711 | -61.4902 | -62.0608 | -61.9547 | -105.5194 | -106.587 | -107.6513 | -107.5431 | -99.7374 | -100.7404 | -101.7399 | -101.6313 | -96.0605 | -97.0219 | -97.98 | -97.8707 | -90.9968 | -90.8902 | -91.7812 | -91.6723 | -95.6303 | -96.5843 | -97.5348 | -97.4228 | -97.1443 | -98.1137 | -99.0796 | -98.9661 | -96.1984 | -97.1559 | -98.1097 | -97.9947 | -96.3283 | -96.2152 | -97.1582 | -97.0428 | -100.7944 | -101.7994 | -102.8006 | -102.6819 | -112.7506 | -220.4116 | -222.7111 | -222.5872 | -223.7397 | -226.1014 | -228.459 | -228.3307 | -222.9246 | -222.7983 | -225.119 | -224.99 | -224.3723 | -226.7383 | -229.1001 | -228.969 | -228.3405 | -230.7484 | -233.1521 | -233.0187 | -232.3792 | 0 | 0 | 0 | 0 | 0
|  | Corporate income tax and Robin Hood tax – delta | EUR k |  |  | 2.1316e-12 | 0 | 0 | 0 | 0 | 0 | 0 | 0 | 0 | 0 | 0 | 0 | 0 | 0 | 0 | 0 | 0 | 0 | 0 | 0 | 0 | 0 | 0 | 0 | 0 | 0 | 0 | 0 | 0 | 0 | 0 | 0 | 0 | 0 | 0 | 0 | 0 | 0 | 0 | 0 | 0 | 0 | 0 | 0 | 0 | 0 | 0 | 0 | 0 | 0 | 0 | 0 | 0 | 0 | 4.5475e-13 | 0 | 4.6896e-13 | 0 | 0 | 0 | 0 | 0 | 0 | 0 | 0 | 0 | 0 | 0 | 0 | 0 | 0 | 0 | 0 | 0 | 0 | 0 | 0 | 0 | 0 | 0 | 0 | 0 | 0 | 0 | 0 | 0 | 0 | 0 | 0 | 0 | 0 | 0 | 0 | 0 | 0 | 0 | 0 | 0 | 0 | 0 | 0 | 0 | 0 | 0 | 0 | 0 | 0 | 0 | 0 | 0 | 0 | 0 | 0 | 0 | 0 | 0 | 0 | 0 | 0 | 0 | 0 | 0 | 0 | 0 | 0 | 0 | 0 | 3.979e-13 | 3.979e-13 | 4.1211e-13 | 0 | 0 | 0 | 0 | 0 | 0 | 0 | 0 | 0 | 0 | 0 | 0 | 0 | 0 | 0 | 0 | 0 | 0 | 0 | 0 | 0 | 0 | 0 | 0 | 0 | 0
Unlevered tax (project and buyer unlevered views, implied prices)
|  | Tax base before losses, unlevered | EUR k |  |  | 195461.4923 | 0 | -5.4175 | -7.3036 | -7.3839 | -7.3839 | -7.2234 | -7.3036 | -7.3839 | -7.3839 | -7.3036 | 1449.3717 | 1464.3075 | 1463.3059 | 1065.4693 | 1076.3857 | 1087.272 | 1086.3204 | 896.9726 | 906.0792 | 915.1579 | 914.2706 | 964.4343 | 974.2406 | 984.0174 | 983.0787 | 1032.971 | 1032.0598 | 1042.4807 | 1041.5508 | 976.8211 | 986.752 | 996.653 | 995.7009 | 929.799 | 939.2286 | 948.6289 | 947.6987 | 946.4743 | 956.0756 | 965.6472 | 964.7029 | 921.0569 | 920.1152 | 929.2751 | 928.3141 | 949.5691 | 959.1341 | 968.6671 | 967.6498 | 927.3366 | 1484.8401 | 1500.1428 | 1499.1181 | 1484.83 | 1500.3239 | 1515.7852 | 1514.749 | 1510.6595 | 1509.6421 | 1525.2037 | 1524.1654 | 1478.1355 | 1493.5492 | 1508.9301 | 1507.8878 | 1534.1808 | 1550.1904 | 1566.1663 | 1565.0964 | 1529.2577 | 1545.1914 | 1561.0906 | 1559.9987 | 1525.6319 | 1524.5533 | 1540.2171 | 1539.1163 | 1560.1583 | 1576.3861 | 1592.5779 | 1591.4352 | 1574.5366 | 1590.9006 | 1607.2279 | 1606.0609 | 1584.5128 | 1600.9707 | 1617.3915 | 1616.2071 | 1554.6548 | 688.1997 | 694.5951 | 693.416 | 1177.3591 | 1189.2761 | 1201.1553 | 1199.9534 | 1113.1147 | 1124.3132 | 1135.4739 | 1134.2672 | 1072.2596 | 1082.9971 | 1093.6964 | 1092.4824 | 1016.0515 | 1014.8663 | 1024.8214 | 1023.6119 | 1067.4801 | 1078.1348 | 1088.7503 | 1087.5056 | 1084.3021 | 1095.1281 | 1105.9144 | 1104.6536 | 1073.7924 | 1084.4851 | 1095.1377 | 1093.8599 | 1075.2895 | 1074.0329 | 1084.566 | 1083.2836 | 1124.8592 | 1136.08 | 1147.2592 | 1145.9408 | 1257.7052 | 2449.0173 | 2474.5673 | 2473.191 | 2485.9964 | 2512.2373 | 2538.4334 | 2537.0081 | 2476.9404 | 2475.5365 | 2501.3219 | 2499.8892 | 2493.026 | 2519.3144 | 2545.5568 | 2544.0998 | 2537.1164 | 2563.8707 | 2590.5784 | 2589.0967 | 2581.9908 | 0 | 0 | 0 | 0 | 0
|  | Tax losses, unlevered: opening | EUR k |  |  |  | 0 | 0 | 5.4175 | 12.7212 | 20.1051 | 27.489 | 34.7124 | 42.016 | 49.3999 | 56.7839 | 64.0875 | 0 | 0 | 0 | 0 | 0 | 0 | 0 | 0 | 0 | 0 | 0 | 0 | 0 | 0 | 0 | 0 | 0 | 0 | 0 | 0 | 0 | 0 | 0 | 0 | 0 | 0 | 0 | 0 | 0 | 0 | 0 | 0 | 0 | 0 | 0 | 0 | 0 | 0 | 0 | 0 | 0 | 0 | 0 | 0 | 0 | 0 | 0 | 0 | 0 | 0 | 0 | 0 | 0 | 0 | 0 | 0 | 0 | 0 | 0 | 0 | 0 | 0 | 0 | 0 | 0 | 0 | 0 | 0 | 0 | 0 | 0 | 0 | 0 | 0 | 0 | 0 | 0 | 0 | 0 | 0 | 0 | 0 | 0 | 0 | 0 | 0 | 0 | 0 | 0 | 0 | 0 | 0 | 0 | 0 | 0 | 0 | 0 | 0 | 0 | 0 | 0 | 0 | 0 | 0 | 0 | 0 | 0 | 0 | 0 | 0 | 0 | 0 | 0 | 0 | 0 | 0 | 0 | 0 | 0 | 0 | 0 | 0 | 0 | 0 | 0 | 0 | 0 | 0 | 0 | 0 | 0 | 0 | 0 | 0 | 0 | 0 | 0 | 0 | 0 | 0 | 0 | 0 | 0 | 0
|  | Losses added | EUR k |  |  | 64.0875 | 0 | 5.4175 | 7.3036 | 7.3839 | 7.3839 | 7.2234 | 7.3036 | 7.3839 | 7.3839 | 7.3036 | 0 | 0 | 0 | 0 | 0 | 0 | 0 | 0 | 0 | 0 | 0 | 0 | 0 | 0 | 0 | 0 | 0 | 0 | 0 | 0 | 0 | 0 | 0 | 0 | 0 | 0 | 0 | 0 | 0 | 0 | 0 | 0 | 0 | 0 | 0 | 0 | 0 | 0 | 0 | 0 | 0 | 0 | 0 | 0 | 0 | 0 | 0 | 0 | 0 | 0 | 0 | 0 | 0 | 0 | 0 | 0 | 0 | 0 | 0 | 0 | 0 | 0 | 0 | 0 | 0 | 0 | 0 | 0 | 0 | 0 | 0 | 0 | 0 | 0 | 0 | 0 | 0 | 0 | 0 | 0 | 0 | 0 | 0 | 0 | 0 | 0 | 0 | 0 | 0 | 0 | 0 | 0 | 0 | 0 | 0 | 0 | 0 | 0 | 0 | 0 | 0 | 0 | 0 | 0 | 0 | 0 | 0 | 0 | 0 | 0 | 0 | 0 | 0 | 0 | 0 | 0 | 0 | 0 | 0 | 0 | 0 | 0 | 0 | 0 | 0 | 0 | 0 | 0 | 0 | 0 | 0 | 0 | 0 | 0 | 0 | 0 | 0 | 0 | 0 | 0 | 0 | 0 | 0 | 0 | 0
|  | Losses used (capped) | EUR k |  |  | -64.0875 | 0 | 0 | 0 | 0 | 0 | 0 | 0 | 0 | 0 | 0 | -64.0875 | 0 | 0 | 0 | 0 | 0 | 0 | 0 | 0 | 0 | 0 | 0 | 0 | 0 | 0 | 0 | 0 | 0 | 0 | 0 | 0 | 0 | 0 | 0 | 0 | 0 | 0 | 0 | 0 | 0 | 0 | 0 | 0 | 0 | 0 | 0 | 0 | 0 | 0 | 0 | 0 | 0 | 0 | 0 | 0 | 0 | 0 | 0 | 0 | 0 | 0 | 0 | 0 | 0 | 0 | 0 | 0 | 0 | 0 | 0 | 0 | 0 | 0 | 0 | 0 | 0 | 0 | 0 | 0 | 0 | 0 | 0 | 0 | 0 | 0 | 0 | 0 | 0 | 0 | 0 | 0 | 0 | 0 | 0 | 0 | 0 | 0 | 0 | 0 | 0 | 0 | 0 | 0 | 0 | 0 | 0 | 0 | 0 | 0 | 0 | 0 | 0 | 0 | 0 | 0 | 0 | 0 | 0 | 0 | 0 | 0 | 0 | 0 | 0 | 0 | 0 | 0 | 0 | 0 | 0 | 0 | 0 | 0 | 0 | 0 | 0 | 0 | 0 | 0 | 0 | 0 | 0 | 0 | 0 | 0 | 0 | 0 | 0 | 0 | 0 | 0 | 0 | 0 | 0 | 0
|  | Losses lapsed (same date) | EUR k |  |  | 0 | 0 | 0 | 0 | 0 | 0 | 0 | 0 | 0 | 0 | 0 | 0 | 0 | 0 | 0 | 0 | 0 | 0 | 0 | 0 | 0 | 0 | 0 | 0 | 0 | 0 | 0 | 0 | 0 | 0 | 0 | 0 | 0 | 0 | 0 | 0 | 0 | 0 | 0 | 0 | 0 | 0 | 0 | 0 | 0 | 0 | 0 | 0 | 0 | 0 | 0 | 0 | 0 | 0 | 0 | 0 | 0 | 0 | 0 | 0 | 0 | 0 | 0 | 0 | 0 | 0 | 0 | 0 | 0 | 0 | 0 | 0 | 0 | 0 | 0 | 0 | 0 | 0 | 0 | 0 | 0 | 0 | 0 | 0 | 0 | 0 | 0 | 0 | 0 | 0 | 0 | 0 | 0 | 0 | 0 | 0 | 0 | 0 | 0 | 0 | 0 | 0 | 0 | 0 | 0 | 0 | 0 | 0 | 0 | 0 | 0 | 0 | 0 | 0 | 0 | 0 | 0 | 0 | 0 | 0 | 0 | 0 | 0 | 0 | 0 | 0 | 0 | 0 | 0 | 0 | 0 | 0 | 0 | 0 | 0 | 0 | 0 | 0 | 0 | 0 | 0 | 0 | 0 | 0 | 0 | 0 | 0 | 0 | 0 | 0 | 0 | 0 | 0 | 0 | 0 | 0
|  | Tax losses, unlevered: closing | EUR k |  |  |  | 0 | 5.4175 | 12.7212 | 20.1051 | 27.489 | 34.7124 | 42.016 | 49.3999 | 56.7839 | 64.0875 | 0 | 0 | 0 | 0 | 0 | 0 | 0 | 0 | 0 | 0 | 0 | 0 | 0 | 0 | 0 | 0 | 0 | 0 | 0 | 0 | 0 | 0 | 0 | 0 | 0 | 0 | 0 | 0 | 0 | 0 | 0 | 0 | 0 | 0 | 0 | 0 | 0 | 0 | 0 | 0 | 0 | 0 | 0 | 0 | 0 | 0 | 0 | 0 | 0 | 0 | 0 | 0 | 0 | 0 | 0 | 0 | 0 | 0 | 0 | 0 | 0 | 0 | 0 | 0 | 0 | 0 | 0 | 0 | 0 | 0 | 0 | 0 | 0 | 0 | 0 | 0 | 0 | 0 | 0 | 0 | 0 | 0 | 0 | 0 | 0 | 0 | 0 | 0 | 0 | 0 | 0 | 0 | 0 | 0 | 0 | 0 | 0 | 0 | 0 | 0 | 0 | 0 | 0 | 0 | 0 | 0 | 0 | 0 | 0 | 0 | 0 | 0 | 0 | 0 | 0 | 0 | 0 | 0 | 0 | 0 | 0 | 0 | 0 | 0 | 0 | 0 | 0 | 0 | 0 | 0 | 0 | 0 | 0 | 0 | 0 | 0 | 0 | 0 | 0 | 0 | 0 | 0 | 0 | 0 | 0
|  | Corporate income tax and Robin Hood tax, unlevered | EUR k |  |  | -17591.5343 | 0 | 0 | 0 | 0 | 0 | 0 | 0 | 0 | 0 | 0 | -124.6756 | -131.7877 | -131.6975 | -95.8922 | -96.8747 | -97.8545 | -97.7688 | -80.7275 | -81.5471 | -82.3642 | -82.2844 | -86.7991 | -87.6817 | -88.5616 | -88.4771 | -92.9674 | -92.8854 | -93.8233 | -93.7396 | -87.9139 | -88.8077 | -89.6988 | -89.6131 | -83.6819 | -84.5306 | -85.3766 | -85.2929 | -85.1827 | -86.0468 | -86.9083 | -86.8233 | -82.8951 | -82.8104 | -83.6348 | -83.5483 | -85.4612 | -86.3221 | -87.18 | -87.0885 | -83.4603 | -133.6356 | -135.0129 | -134.9206 | -133.6347 | -135.0292 | -136.4207 | -136.3274 | -135.9594 | -135.8678 | -137.2683 | -137.1749 | -133.0322 | -134.4194 | -135.8037 | -135.7099 | -138.0763 | -139.5171 | -140.955 | -140.8587 | -137.6332 | -139.0672 | -140.4982 | -140.3999 | -137.3069 | -137.2098 | -138.6195 | -138.5205 | -140.4142 | -141.8747 | -143.332 | -143.2292 | -141.7083 | -143.1811 | -144.6505 | -144.5455 | -142.6062 | -144.0874 | -145.5652 | -145.4586 | -139.9189 | -61.938 | -62.5136 | -62.4074 | -105.9623 | -107.0349 | -108.104 | -107.9958 | -100.1803 | -101.1882 | -102.1926 | -102.084 | -96.5034 | -97.4697 | -98.4327 | -98.3234 | -91.4446 | -91.338 | -92.2339 | -92.1251 | -96.0732 | -97.0321 | -97.9875 | -97.8755 | -97.5872 | -98.5615 | -99.5323 | -99.4188 | -96.6413 | -97.6037 | -98.5624 | -98.4474 | -96.7761 | -96.663 | -97.6109 | -97.4955 | -101.2373 | -102.2472 | -103.2533 | -103.1347 | -113.1935 | -220.4116 | -222.7111 | -222.5872 | -223.7397 | -226.1014 | -228.459 | -228.3307 | -222.9246 | -222.7983 | -225.119 | -224.99 | -224.3723 | -226.7383 | -229.1001 | -228.969 | -228.3405 | -230.7484 | -233.1521 | -233.0187 | -232.3792 | 0 | 0 | 0 | 0 | 0
x |  | Project and equity cash flows (100 %)
|  | Development, deposits and guarantees | EUR k |  |  | -5695.0875 | -2792.1034 | 694.5686 | -809.958 | -124.1123 | -1615.8674 | -1580.7399 | -7.3036 | -7.3839 | -7.3839 | 555.1964 | 0 | 0 | 0 | 0 | 0 | 0 | 0 | 0 | 0 | 0 | 0 | 0 | 0 | 0 | 0 | 0 | 0 | 0 | 0 | 0 | 0 | 0 | 0 | 0 | 0 | 0 | 0 | 0 | 0 | 0 | 0 | 0 | 0 | 0 | 0 | 0 | 0 | 0 | 0 | 0 | 0 | 0 | 0 | 0 | 0 | 0 | 0 | 0 | 0 | 0 | 0 | 0 | 0 | 0 | 0 | 0 | 0 | 0 | 0 | 0 | 0 | 0 | 0 | 0 | 0 | 0 | 0 | 0 | 0 | 0 | 0 | 0 | 0 | 0 | 0 | 0 | 0 | 0 | 0 | 0 | 0 | 0 | 0 | 0 | 0 | 0 | 0 | 0 | 0 | 0 | 0 | 0 | 0 | 0 | 0 | 0 | 0 | 0 | 0 | 0 | 0 | 0 | 0 | 0 | 0 | 0 | 0 | 0 | 0 | 0 | 0 | 0 | 0 | 0 | 0 | 0 | 0 | 0 | 0 | 0 | 0 | 0 | 0 | 0 | 0 | 0 | 0 | 0 | 0 | 0 | 0 | 0 | 0 | 0 | 0 | 0 | 0 | 0 | 0 | 0 | 0 | 0 | 0 | 0 | 0
|  | Project cash flow before financing and tax | EUR k |  |  | 193177.4923 | -2792.1034 | 694.5686 | -809.958 | -124.1123 | -1615.8674 | -2305.7399 | -13846.2654 | -13998.4222 | -13998.4222 | -13283.7654 | 2310.9361 | 2335.3395 | 2334.338 | 1917.5659 | 1937.95 | 1958.3041 | 1957.3524 | 1749.0692 | 1767.6435 | 1786.1899 | 1785.3027 | 1816.5309 | 1835.8049 | 1855.0495 | 1854.1108 | 1894.5353 | 1893.6241 | 1913.5127 | 1912.5828 | 1828.9177 | 1848.3163 | 1867.6851 | 1866.733 | 1781.8955 | 1800.7929 | 1819.661 | 1818.7307 | 1798.5709 | 1817.6399 | 1836.6793 | 1835.735 | 1782.6212 | 1781.6796 | 1800.3071 | 1799.3461 | 1801.6657 | 1820.6984 | 1839.6991 | 1838.6819 | 1779.4332 | 1798.2117 | 1816.958 | 1815.9333 | 1794.7579 | 1813.6955 | 1832.6004 | 1831.5642 | 1824.0311 | 1823.0136 | 1842.0189 | 1840.9805 | 1788.0634 | 1806.9207 | 1825.7453 | 1824.703 | 1844.1087 | 1863.562 | 1882.9815 | 1881.9116 | 1839.1856 | 1858.5629 | 1877.9058 | 1876.8139 | 1839.0035 | 1837.9249 | 1857.0322 | 1855.9315 | 1870.0862 | 1889.7576 | 1909.3931 | 1908.2504 | 1884.4645 | 1904.2722 | 1924.0431 | 1922.8761 | 1894.4407 | 1914.3423 | 1934.2067 | 1933.0223 | -32858.0716 | 1866.871 | 1886.2189 | 1885.0398 | 2343.0781 | 2367.9475 | 2392.7791 | 2391.5771 | 2278.8336 | 2302.9846 | 2327.0977 | 2325.891 | 2237.9785 | 2261.6685 | 2285.3202 | 2284.1062 | 2194.7228 | 2193.5377 | 2216.4452 | 2215.2357 | 2233.1991 | 2256.8061 | 2280.3741 | 2279.1294 | 2250.021 | 2273.7994 | 2297.5382 | 2296.2774 | 2239.5113 | 2263.1565 | 2286.7615 | 2285.4837 | 2253.9608 | 2252.7043 | 2276.1898 | 2274.9074 | 2290.5781 | 2314.7513 | 2338.883 | 2337.5646 | 2423.4241 | 2449.0173 | 2474.5673 | 2473.191 | 2485.9964 | 2512.2373 | 2538.4334 | 2537.0081 | 2476.9404 | 2475.5365 | 2501.3219 | 2499.8892 | 2493.026 | 2519.3144 | 2545.5568 | 2544.0998 | 2537.1164 | 2563.8707 | 2590.5784 | 2589.0967 | 2581.9908 | 0 | 0 | 0 | 0 | 0
|  | Project cash flow before financing, after unlevered tax | EUR k |  |  | 175585.958 | -2792.1034 | 694.5686 | -809.958 | -124.1123 | -1615.8674 | -2305.7399 | -13846.2654 | -13998.4222 | -13998.4222 | -13283.7654 | 2186.2605 | 2203.5519 | 2202.6405 | 1821.6737 | 1841.0753 | 1860.4496 | 1859.5836 | 1668.3416 | 1686.0964 | 1703.8257 | 1703.0183 | 1729.7318 | 1748.1233 | 1766.4879 | 1765.6337 | 1801.5679 | 1800.7387 | 1819.6894 | 1818.8432 | 1741.0038 | 1759.5087 | 1777.9863 | 1777.1199 | 1698.2136 | 1716.2623 | 1734.2844 | 1733.4379 | 1713.3882 | 1731.5931 | 1749.771 | 1748.9117 | 1699.7261 | 1698.8692 | 1716.6724 | 1715.7978 | 1716.2045 | 1734.3764 | 1752.5191 | 1751.5934 | 1695.9729 | 1664.5761 | 1681.9451 | 1681.0127 | 1661.1232 | 1678.6663 | 1696.1798 | 1695.2368 | 1688.0717 | 1687.1458 | 1704.7506 | 1703.8057 | 1655.0312 | 1672.5013 | 1689.9416 | 1688.9931 | 1706.0325 | 1724.0448 | 1742.0266 | 1741.0529 | 1701.5525 | 1719.4957 | 1737.4077 | 1736.414 | 1701.6966 | 1700.7151 | 1718.4127 | 1717.411 | 1729.672 | 1747.8829 | 1766.061 | 1765.0212 | 1742.7562 | 1761.0911 | 1779.3926 | 1778.3306 | 1751.8345 | 1770.2549 | 1788.6414 | 1787.5637 | -32997.9906 | 1804.9331 | 1823.7053 | 1822.6323 | 2237.1157 | 2260.9126 | 2284.6751 | 2283.5813 | 2178.6533 | 2201.7964 | 2224.905 | 2223.8069 | 2141.4752 | 2164.1987 | 2186.8875 | 2185.7828 | 2103.2782 | 2102.1997 | 2124.2113 | 2123.1106 | 2137.1259 | 2159.774 | 2182.3866 | 2181.2539 | 2152.4338 | 2175.2379 | 2198.0059 | 2196.8586 | 2142.87 | 2165.5528 | 2188.1991 | 2187.0363 | 2157.1848 | 2156.0413 | 2178.5789 | 2177.4119 | 2189.3408 | 2212.5041 | 2235.6297 | 2234.4299 | 2310.2306 | 2228.6058 | 2251.8562 | 2250.6038 | 2262.2567 | 2286.1359 | 2309.9744 | 2308.6774 | 2254.0157 | 2252.7382 | 2276.2029 | 2274.8991 | 2268.6537 | 2292.5761 | 2316.4567 | 2315.1308 | 2308.7759 | 2333.1223 | 2357.4263 | 2356.078 | 2349.6116 | 0 | 0 | 0 | 0 | 0
|  | Project IRR, unlevered, after tax | % | 10.46%
|  | Project IRR, unlevered, before tax | % | 11.21%
|  | Debt flows to equity (draws, fees, service, DSRA) | EUR k |  |  | -14835.2958 | 0 | 0 | 0 | 0 | 0 | -154.4398 | 7542.7384 | 7642.8921 | 7660.3483 | 6090.3107 | -752.0198 | -752.0198 | -752.0198 | -752.0198 | -752.0198 | -752.0198 | -752.0198 | -752.0198 | -752.0198 | -752.0198 | -752.0198 | -752.0198 | -752.0198 | -752.0198 | -752.0198 | -752.0198 | -752.0198 | -752.0198 | -752.0198 | -752.0198 | -752.0198 | -752.0198 | -752.0198 | -752.0198 | -752.0198 | -752.0198 | -752.0198 | -752.0198 | -752.0198 | -752.0198 | -752.0198 | -752.0198 | -752.0198 | -752.0198 | -752.0198 | -752.0198 | -752.0198 | -752.0198 | -752.0198 | -752.0198 | -752.0198 | -752.0198 | -752.0198 | -752.0198 | -752.0198 | -752.0198 | -752.0198 | -752.0198 | -752.0198 | -752.0198 | -752.0198 | -752.0198 | -752.0198 | -752.0198 | -752.0198 | -752.0198 | -752.0198 | -752.0198 | -752.0198 | 752.0198 | -1.0658e-13 | -1.0658e-13 | -1.0658e-13 | -1.0658e-13 | -1.0658e-13 | -1.0658e-13 | -1.0658e-13 | -1.0658e-13 | -1.0658e-13 | -1.0658e-13 | -1.0658e-13 | -1.0658e-13 | -1.0658e-13 | -1.0658e-13 | -1.0658e-13 | -1.0658e-13 | -1.0658e-13 | -1.0658e-13 | -1.0658e-13 | -1.0658e-13 | -1.0658e-13 | -1.0658e-13 | -1.0658e-13 | -1.0658e-13 | -1.0658e-13 | -1.0658e-13 | -1.0658e-13 | -1.0658e-13 | -1.0658e-13 | -1.0658e-13 | -1.0658e-13 | -1.0658e-13 | -1.0658e-13 | -1.0658e-13 | -1.0658e-13 | -1.0658e-13 | -1.0658e-13 | -1.0658e-13 | -1.0658e-13 | -1.0658e-13 | -1.0658e-13 | -1.0658e-13 | -1.0658e-13 | -1.0658e-13 | -1.0658e-13 | -1.0658e-13 | -1.0658e-13 | -1.0658e-13 | -1.0658e-13 | -1.0658e-13 | -1.0658e-13 | -1.0658e-13 | -1.0658e-13 | -1.0658e-13 | -1.0658e-13 | -1.0658e-13 | -1.0658e-13 | -1.0658e-13 | -1.0658e-13 | -1.0658e-13 | -1.0658e-13 | -1.0658e-13 | -1.0658e-13 | -1.0658e-13 | -1.0658e-13 | -1.0658e-13 | -1.0658e-13 | -1.0658e-13 | -1.0658e-13 | -1.0658e-13 | -1.0658e-13 | -1.0658e-13 | -1.0658e-13 | -1.0658e-13 | -1.0658e-13 | -1.0658e-13 | -1.0658e-13 | -1.0658e-13 | -1.0658e-13 | -1.0658e-13 | -1.0658e-13 | -1.0658e-13 | -1.0658e-13 | -1.0658e-13 | -1.0658e-13
|  | Equity cash flow, levered, after actual tax | EUR k |  |  | 162085.8388 | -2792.1034 | 694.5686 | -809.958 | -124.1123 | -1615.8674 | -2460.1796 | -6303.527 | -6355.53 | -6338.0738 | -7193.4547 | 1511.6996 | 1511.0242 | 1485.8276 | 1104.4394 | 1123.4292 | 1142.3865 | 1141.0933 | 949.4089 | 966.7306 | 984.0214 | 982.765 | 1009.014 | 1026.9501 | 1044.8537 | 1043.5276 | 1078.9791 | 1077.6662 | 1096.1321 | 1094.79 | 1016.4386 | 1034.44 | 1052.4078 | 1051.0202 | 971.5765 | 989.0958 | 1006.5818 | 1005.1876 | 984.5735 | 1002.2219 | 1019.8362 | 1018.4013 | 968.6279 | 967.1809 | 984.3915 | 982.912 | 982.6963 | 1000.253 | 1017.7727 | 1016.2113 | 959.9372 | 927.8935 | 944.6076 | 943.007 | 922.4312 | 939.2943 | 956.1191 | 954.4739 | 946.5929 | 944.9472 | 961.828 | 960.1452 | 910.6136 | 927.3321 | 944.0114 | 942.2873 | 958.5316 | 975.7538 | 992.9354 | 991.1467 | 2454.8507 | 1719.9435 | 1737.8604 | 1736.8668 | 1702.1444 | 1701.1629 | 1718.8654 | 1717.8637 | 1730.1148 | 1748.3307 | 1766.5138 | 1765.4739 | 1743.1991 | 1761.5389 | 1779.8453 | 1778.7834 | 1752.2774 | 1770.7027 | 1789.0941 | 1788.0164 | -32997.5427 | 1805.3809 | 1824.1581 | 1823.0851 | 2237.5586 | 2261.3604 | 2285.1278 | 2284.0341 | 2179.0961 | 2202.2442 | 2225.3577 | 2224.2597 | 2141.918 | 2164.6465 | 2187.3403 | 2186.2355 | 2103.726 | 2102.6475 | 2124.664 | 2123.5633 | 2137.5687 | 2160.2218 | 2182.8393 | 2181.7066 | 2152.8767 | 2175.6857 | 2198.4586 | 2197.3113 | 2143.3129 | 2166.0006 | 2188.6518 | 2187.4891 | 2157.6326 | 2156.4891 | 2179.0316 | 2177.8646 | 2189.7837 | 2212.9519 | 2236.0824 | 2234.8826 | 2310.6735 | 2228.6058 | 2251.8562 | 2250.6038 | 2262.2567 | 2286.1359 | 2309.9744 | 2308.6774 | 2254.0157 | 2252.7382 | 2276.2029 | 2274.8991 | 2268.6537 | 2292.5761 | 2316.4567 | 2315.1308 | 2308.7759 | 2333.1223 | 2357.4263 | 2356.078 | 2349.6116 | -1.0658e-13 | -1.0658e-13 | -1.0658e-13 | -1.0658e-13 | -1.0658e-13
Funding to COD (E: uses and sources)
|  | Development, deposits and guarantees (net) | EUR k | 5695.0875
|  | Construction capex and early works at NTP | EUR k | 56385
|  | Capitalised interest and debt fees | EUR k | 1324.954
|  | Total uses | EUR k | 63405.0415
|  | Equity to COD (E), peak including the DSRA (F) | EUR k | 31794.1982 | 33298.2377
|  | Debt share of total uses (E), check: equity + equity flows to COD (F) | % | 49.86% | 0
|  | Development costs (E: SPV, transaction, DSA, early works, pre-RtB) | EUR k | 5631
x |  | Buyer view and implied prices (share deal: SPV tax base unchanged; unlevered tax)
Buyer at the RtB exit
|  | Buyer reimburses at the exit: early works, cash deposits | EUR k |  |  | 1347.5 | 0 | 0 | 0 | 0 | 1347.5 | 0 | 0 | 0 | 0 | 0 | 0 | 0 | 0 | 0 | 0 | 0 | 0 | 0 | 0 | 0 | 0 | 0 | 0 | 0 | 0 | 0 | 0 | 0 | 0 | 0 | 0 | 0 | 0 | 0 | 0 | 0 | 0 | 0 | 0 | 0 | 0 | 0 | 0 | 0 | 0 | 0 | 0 | 0 | 0 | 0 | 0 | 0 | 0 | 0 | 0 | 0 | 0 | 0 | 0 | 0 | 0 | 0 | 0 | 0 | 0 | 0 | 0 | 0 | 0 | 0 | 0 | 0 | 0 | 0 | 0 | 0 | 0 | 0 | 0 | 0 | 0 | 0 | 0 | 0 | 0 | 0 | 0 | 0 | 0 | 0 | 0 | 0 | 0 | 0 | 0 | 0 | 0 | 0 | 0 | 0 | 0 | 0 | 0 | 0 | 0 | 0 | 0 | 0 | 0 | 0 | 0 | 0 | 0 | 0 | 0 | 0 | 0 | 0 | 0 | 0 | 0 | 0 | 0 | 0 | 0 | 0 | 0 | 0 | 0 | 0 | 0 | 0 | 0 | 0 | 0 | 0 | 0 | 0 | 0 | 0 | 0 | 0 | 0 | 0 | 0 | 0 | 0 | 0 | 0 | 0 | 0 | 0 | 0 | 0 | 0
|  | Buyer reimburses pre-RtB costs (E: at the exit; fix 2: as spent after it) | EUR k | 1608.4835 |  | 3182 | 0 | 0 | 0 | 0 | 1608.4835 | 1573.5165 | 0 | 0 | 0 | 0 | 0 | 0 | 0 | 0 | 0 | 0 | 0 | 0 | 0 | 0 | 0 | 0 | 0 | 0 | 0 | 0 | 0 | 0 | 0 | 0 | 0 | 0 | 0 | 0 | 0 | 0 | 0 | 0 | 0 | 0 | 0 | 0 | 0 | 0 | 0 | 0 | 0 | 0 | 0 | 0 | 0 | 0 | 0 | 0 | 0 | 0 | 0 | 0 | 0 | 0 | 0 | 0 | 0 | 0 | 0 | 0 | 0 | 0 | 0 | 0 | 0 | 0 | 0 | 0 | 0 | 0 | 0 | 0 | 0 | 0 | 0 | 0 | 0 | 0 | 0 | 0 | 0 | 0 | 0 | 0 | 0 | 0 | 0 | 0 | 0 | 0 | 0 | 0 | 0 | 0 | 0 | 0 | 0 | 0 | 0 | 0 | 0 | 0 | 0 | 0 | 0 | 0 | 0 | 0 | 0 | 0 | 0 | 0 | 0 | 0 | 0 | 0 | 0 | 0 | 0 | 0 | 0 | 0 | 0 | 0 | 0 | 0 | 0 | 0 | 0 | 0 | 0 | 0 | 0 | 0 | 0 | 0 | 0 | 0 | 0 | 0 | 0 | 0 | 0 | 0 | 0 | 0 | 0 | 0 | 0
|  | Buyer flows after the exit before the price (unlevered, after tax) | EUR k |  |  | 177277.447 | 0 | 0 | 0 | 0 | -2955.9835 | -2305.7399 | -13846.2654 | -13998.4222 | -13998.4222 | -13283.7654 | 2186.2605 | 2203.5519 | 2202.6405 | 1821.6737 | 1841.0753 | 1860.4496 | 1859.5836 | 1668.3416 | 1686.0964 | 1703.8257 | 1703.0183 | 1729.7318 | 1748.1233 | 1766.4879 | 1765.6337 | 1801.5679 | 1800.7387 | 1819.6894 | 1818.8432 | 1741.0038 | 1759.5087 | 1777.9863 | 1777.1199 | 1698.2136 | 1716.2623 | 1734.2844 | 1733.4379 | 1713.3882 | 1731.5931 | 1749.771 | 1748.9117 | 1699.7261 | 1698.8692 | 1716.6724 | 1715.7978 | 1716.2045 | 1734.3764 | 1752.5191 | 1751.5934 | 1695.9729 | 1664.5761 | 1681.9451 | 1681.0127 | 1661.1232 | 1678.6663 | 1696.1798 | 1695.2368 | 1688.0717 | 1687.1458 | 1704.7506 | 1703.8057 | 1655.0312 | 1672.5013 | 1689.9416 | 1688.9931 | 1706.0325 | 1724.0448 | 1742.0266 | 1741.0529 | 1701.5525 | 1719.4957 | 1737.4077 | 1736.414 | 1701.6966 | 1700.7151 | 1718.4127 | 1717.411 | 1729.672 | 1747.8829 | 1766.061 | 1765.0212 | 1742.7562 | 1761.0911 | 1779.3926 | 1778.3306 | 1751.8345 | 1770.2549 | 1788.6414 | 1787.5637 | -32997.9906 | 1804.9331 | 1823.7053 | 1822.6323 | 2237.1157 | 2260.9126 | 2284.6751 | 2283.5813 | 2178.6533 | 2201.7964 | 2224.905 | 2223.8069 | 2141.4752 | 2164.1987 | 2186.8875 | 2185.7828 | 2103.2782 | 2102.1997 | 2124.2113 | 2123.1106 | 2137.1259 | 2159.774 | 2182.3866 | 2181.2539 | 2152.4338 | 2175.2379 | 2198.0059 | 2196.8586 | 2142.87 | 2165.5528 | 2188.1991 | 2187.0363 | 2157.1848 | 2156.0413 | 2178.5789 | 2177.4119 | 2189.3408 | 2212.5041 | 2235.6297 | 2234.4299 | 2310.2306 | 2228.6058 | 2251.8562 | 2250.6038 | 2262.2567 | 2286.1359 | 2309.9744 | 2308.6774 | 2254.0157 | 2252.7382 | 2276.2029 | 2274.8991 | 2268.6537 | 2292.5761 | 2316.4567 | 2315.1308 | 2308.7759 | 2333.1223 | 2357.4263 | 2356.078 | 2349.6116 | 0 | 0 | 0 | 0 | 0
|  | Implied RtB price at the target IRR, floored at 0 (E), closed form (F) | EUR k/MWp | 270.4537 | 270.4537
|  | Buyer reimbursements per MWp (E), all-in implied RtB price (F) | EUR k/MWp | 74.2541 | 344.7078
|  | RtB price used (E: EUR k/MWp, F: consideration EUR k) | EUR k | 90 | 5490
|  | Buyer cash flow at the RtB price, unlevered, after tax | EUR k |  |  | 171787.447 | 0 | 0 | 0 | 0 | -8445.9835 | -2305.7399 | -13846.2654 | -13998.4222 | -13998.4222 | -13283.7654 | 2186.2605 | 2203.5519 | 2202.6405 | 1821.6737 | 1841.0753 | 1860.4496 | 1859.5836 | 1668.3416 | 1686.0964 | 1703.8257 | 1703.0183 | 1729.7318 | 1748.1233 | 1766.4879 | 1765.6337 | 1801.5679 | 1800.7387 | 1819.6894 | 1818.8432 | 1741.0038 | 1759.5087 | 1777.9863 | 1777.1199 | 1698.2136 | 1716.2623 | 1734.2844 | 1733.4379 | 1713.3882 | 1731.5931 | 1749.771 | 1748.9117 | 1699.7261 | 1698.8692 | 1716.6724 | 1715.7978 | 1716.2045 | 1734.3764 | 1752.5191 | 1751.5934 | 1695.9729 | 1664.5761 | 1681.9451 | 1681.0127 | 1661.1232 | 1678.6663 | 1696.1798 | 1695.2368 | 1688.0717 | 1687.1458 | 1704.7506 | 1703.8057 | 1655.0312 | 1672.5013 | 1689.9416 | 1688.9931 | 1706.0325 | 1724.0448 | 1742.0266 | 1741.0529 | 1701.5525 | 1719.4957 | 1737.4077 | 1736.414 | 1701.6966 | 1700.7151 | 1718.4127 | 1717.411 | 1729.672 | 1747.8829 | 1766.061 | 1765.0212 | 1742.7562 | 1761.0911 | 1779.3926 | 1778.3306 | 1751.8345 | 1770.2549 | 1788.6414 | 1787.5637 | -32997.9906 | 1804.9331 | 1823.7053 | 1822.6323 | 2237.1157 | 2260.9126 | 2284.6751 | 2283.5813 | 2178.6533 | 2201.7964 | 2224.905 | 2223.8069 | 2141.4752 | 2164.1987 | 2186.8875 | 2185.7828 | 2103.2782 | 2102.1997 | 2124.2113 | 2123.1106 | 2137.1259 | 2159.774 | 2182.3866 | 2181.2539 | 2152.4338 | 2175.2379 | 2198.0059 | 2196.8586 | 2142.87 | 2165.5528 | 2188.1991 | 2187.0363 | 2157.1848 | 2156.0413 | 2178.5789 | 2177.4119 | 2189.3408 | 2212.5041 | 2235.6297 | 2234.4299 | 2310.2306 | 2228.6058 | 2251.8562 | 2250.6038 | 2262.2567 | 2286.1359 | 2309.9744 | 2308.6774 | 2254.0157 | 2252.7382 | 2276.2029 | 2274.8991 | 2268.6537 | 2292.5761 | 2316.4567 | 2315.1308 | 2308.7759 | 2333.1223 | 2357.4263 | 2356.078 | 2349.6116 | 0 | 0 | 0 | 0 | 0
|  | Buyer IRR at RtB, unlevered, after tax | % | 9.758%
|  | Buyer cash flow at the RtB price, unlevered, before tax | EUR k |  |  | 189378.9813 | 0 | 0 | 0 | 0 | -8445.9835 | -2305.7399 | -13846.2654 | -13998.4222 | -13998.4222 | -13283.7654 | 2310.9361 | 2335.3395 | 2334.338 | 1917.5659 | 1937.95 | 1958.3041 | 1957.3524 | 1749.0692 | 1767.6435 | 1786.1899 | 1785.3027 | 1816.5309 | 1835.8049 | 1855.0495 | 1854.1108 | 1894.5353 | 1893.6241 | 1913.5127 | 1912.5828 | 1828.9177 | 1848.3163 | 1867.6851 | 1866.733 | 1781.8955 | 1800.7929 | 1819.661 | 1818.7307 | 1798.5709 | 1817.6399 | 1836.6793 | 1835.735 | 1782.6212 | 1781.6796 | 1800.3071 | 1799.3461 | 1801.6657 | 1820.6984 | 1839.6991 | 1838.6819 | 1779.4332 | 1798.2117 | 1816.958 | 1815.9333 | 1794.7579 | 1813.6955 | 1832.6004 | 1831.5642 | 1824.0311 | 1823.0136 | 1842.0189 | 1840.9805 | 1788.0634 | 1806.9207 | 1825.7453 | 1824.703 | 1844.1087 | 1863.562 | 1882.9815 | 1881.9116 | 1839.1856 | 1858.5629 | 1877.9058 | 1876.8139 | 1839.0035 | 1837.9249 | 1857.0322 | 1855.9315 | 1870.0862 | 1889.7576 | 1909.3931 | 1908.2504 | 1884.4645 | 1904.2722 | 1924.0431 | 1922.8761 | 1894.4407 | 1914.3423 | 1934.2067 | 1933.0223 | -32858.0716 | 1866.871 | 1886.2189 | 1885.0398 | 2343.0781 | 2367.9475 | 2392.7791 | 2391.5771 | 2278.8336 | 2302.9846 | 2327.0977 | 2325.891 | 2237.9785 | 2261.6685 | 2285.3202 | 2284.1062 | 2194.7228 | 2193.5377 | 2216.4452 | 2215.2357 | 2233.1991 | 2256.8061 | 2280.3741 | 2279.1294 | 2250.021 | 2273.7994 | 2297.5382 | 2296.2774 | 2239.5113 | 2263.1565 | 2286.7615 | 2285.4837 | 2253.9608 | 2252.7043 | 2276.1898 | 2274.9074 | 2290.5781 | 2314.7513 | 2338.883 | 2337.5646 | 2423.4241 | 2449.0173 | 2474.5673 | 2473.191 | 2485.9964 | 2512.2373 | 2538.4334 | 2537.0081 | 2476.9404 | 2475.5365 | 2501.3219 | 2499.8892 | 2493.026 | 2519.3144 | 2545.5568 | 2544.0998 | 2537.1164 | 2563.8707 | 2590.5784 | 2589.0967 | 2581.9908 | 0 | 0 | 0 | 0 | 0
|  | Buyer IRR at RtB, unlevered, before tax | % | 10.48%
|  | Buyer cash flow at the RtB price, levered, actual tax (E: equity to COD) | EUR k | 37096.7487 |  | 158287.3278 | 0 | 0 | 0 | 0 | -8445.9835 | -2460.1796 | -6303.527 | -6355.53 | -6338.0738 | -7193.4547 | 1511.6996 | 1511.0242 | 1485.8276 | 1104.4394 | 1123.4292 | 1142.3865 | 1141.0933 | 949.4089 | 966.7306 | 984.0214 | 982.765 | 1009.014 | 1026.9501 | 1044.8537 | 1043.5276 | 1078.9791 | 1077.6662 | 1096.1321 | 1094.79 | 1016.4386 | 1034.44 | 1052.4078 | 1051.0202 | 971.5765 | 989.0958 | 1006.5818 | 1005.1876 | 984.5735 | 1002.2219 | 1019.8362 | 1018.4013 | 968.6279 | 967.1809 | 984.3915 | 982.912 | 982.6963 | 1000.253 | 1017.7727 | 1016.2113 | 959.9372 | 927.8935 | 944.6076 | 943.007 | 922.4312 | 939.2943 | 956.1191 | 954.4739 | 946.5929 | 944.9472 | 961.828 | 960.1452 | 910.6136 | 927.3321 | 944.0114 | 942.2873 | 958.5316 | 975.7538 | 992.9354 | 991.1467 | 2454.8507 | 1719.9435 | 1737.8604 | 1736.8668 | 1702.1444 | 1701.1629 | 1718.8654 | 1717.8637 | 1730.1148 | 1748.3307 | 1766.5138 | 1765.4739 | 1743.1991 | 1761.5389 | 1779.8453 | 1778.7834 | 1752.2774 | 1770.7027 | 1789.0941 | 1788.0164 | -32997.5427 | 1805.3809 | 1824.1581 | 1823.0851 | 2237.5586 | 2261.3604 | 2285.1278 | 2284.0341 | 2179.0961 | 2202.2442 | 2225.3577 | 2224.2597 | 2141.918 | 2164.6465 | 2187.3403 | 2186.2355 | 2103.726 | 2102.6475 | 2124.664 | 2123.5633 | 2137.5687 | 2160.2218 | 2182.8393 | 2181.7066 | 2152.8767 | 2175.6857 | 2198.4586 | 2197.3113 | 2143.3129 | 2166.0006 | 2188.6518 | 2187.4891 | 2157.6326 | 2156.4891 | 2179.0316 | 2177.8646 | 2189.7837 | 2212.9519 | 2236.0824 | 2234.8826 | 2310.6735 | 2228.6058 | 2251.8562 | 2250.6038 | 2262.2567 | 2286.1359 | 2309.9744 | 2308.6774 | 2254.0157 | 2252.7382 | 2276.2029 | 2274.8991 | 2268.6537 | 2292.5761 | 2316.4567 | 2315.1308 | 2308.7759 | 2333.1223 | 2357.4263 | 2356.078 | 2349.6116 | -1.0658e-13 | -1.0658e-13 | -1.0658e-13 | -1.0658e-13 | -1.0658e-13
|  | Buyer IRR at RtB, levered, after tax | % | 11.51%
Buyer at COD
|  | Buyer flows after COD before the price (unlevered, after tax) | EUR k |  |  | 237666.0455 | 0 | 0 | 0 | 0 | 0 | 0 | 0 | 0 | 0 | 0 | 2186.2605 | 2203.5519 | 2202.6405 | 1821.6737 | 1841.0753 | 1860.4496 | 1859.5836 | 1668.3416 | 1686.0964 | 1703.8257 | 1703.0183 | 1729.7318 | 1748.1233 | 1766.4879 | 1765.6337 | 1801.5679 | 1800.7387 | 1819.6894 | 1818.8432 | 1741.0038 | 1759.5087 | 1777.9863 | 1777.1199 | 1698.2136 | 1716.2623 | 1734.2844 | 1733.4379 | 1713.3882 | 1731.5931 | 1749.771 | 1748.9117 | 1699.7261 | 1698.8692 | 1716.6724 | 1715.7978 | 1716.2045 | 1734.3764 | 1752.5191 | 1751.5934 | 1695.9729 | 1664.5761 | 1681.9451 | 1681.0127 | 1661.1232 | 1678.6663 | 1696.1798 | 1695.2368 | 1688.0717 | 1687.1458 | 1704.7506 | 1703.8057 | 1655.0312 | 1672.5013 | 1689.9416 | 1688.9931 | 1706.0325 | 1724.0448 | 1742.0266 | 1741.0529 | 1701.5525 | 1719.4957 | 1737.4077 | 1736.414 | 1701.6966 | 1700.7151 | 1718.4127 | 1717.411 | 1729.672 | 1747.8829 | 1766.061 | 1765.0212 | 1742.7562 | 1761.0911 | 1779.3926 | 1778.3306 | 1751.8345 | 1770.2549 | 1788.6414 | 1787.5637 | -32997.9906 | 1804.9331 | 1823.7053 | 1822.6323 | 2237.1157 | 2260.9126 | 2284.6751 | 2283.5813 | 2178.6533 | 2201.7964 | 2224.905 | 2223.8069 | 2141.4752 | 2164.1987 | 2186.8875 | 2185.7828 | 2103.2782 | 2102.1997 | 2124.2113 | 2123.1106 | 2137.1259 | 2159.774 | 2182.3866 | 2181.2539 | 2152.4338 | 2175.2379 | 2198.0059 | 2196.8586 | 2142.87 | 2165.5528 | 2188.1991 | 2187.0363 | 2157.1848 | 2156.0413 | 2178.5789 | 2177.4119 | 2189.3408 | 2212.5041 | 2235.6297 | 2234.4299 | 2310.2306 | 2228.6058 | 2251.8562 | 2250.6038 | 2262.2567 | 2286.1359 | 2309.9744 | 2308.6774 | 2254.0157 | 2252.7382 | 2276.2029 | 2274.8991 | 2268.6537 | 2292.5761 | 2316.4567 | 2315.1308 | 2308.7759 | 2333.1223 | 2357.4263 | 2356.078 | 2349.6116 | 0 | 0 | 0 | 0 | 0
|  | Implied COD price at the target IRR, floored at 0 (E), closed form (F) | EUR k/MWp | 1322.6731 | 1322.6731
|  | COD price used (E: EUR k/MWp, F: enterprise value EUR k) | EUR k | 1322.6731 | 80683.0604
|  | Buyer cash flow at the COD price, unlevered, after tax | EUR k |  |  | 156982.9851 | 0 | 0 | 0 | 0 | 0 | 0 | 0 | 0 | 0 | -80683.0604 | 2186.2605 | 2203.5519 | 2202.6405 | 1821.6737 | 1841.0753 | 1860.4496 | 1859.5836 | 1668.3416 | 1686.0964 | 1703.8257 | 1703.0183 | 1729.7318 | 1748.1233 | 1766.4879 | 1765.6337 | 1801.5679 | 1800.7387 | 1819.6894 | 1818.8432 | 1741.0038 | 1759.5087 | 1777.9863 | 1777.1199 | 1698.2136 | 1716.2623 | 1734.2844 | 1733.4379 | 1713.3882 | 1731.5931 | 1749.771 | 1748.9117 | 1699.7261 | 1698.8692 | 1716.6724 | 1715.7978 | 1716.2045 | 1734.3764 | 1752.5191 | 1751.5934 | 1695.9729 | 1664.5761 | 1681.9451 | 1681.0127 | 1661.1232 | 1678.6663 | 1696.1798 | 1695.2368 | 1688.0717 | 1687.1458 | 1704.7506 | 1703.8057 | 1655.0312 | 1672.5013 | 1689.9416 | 1688.9931 | 1706.0325 | 1724.0448 | 1742.0266 | 1741.0529 | 1701.5525 | 1719.4957 | 1737.4077 | 1736.414 | 1701.6966 | 1700.7151 | 1718.4127 | 1717.411 | 1729.672 | 1747.8829 | 1766.061 | 1765.0212 | 1742.7562 | 1761.0911 | 1779.3926 | 1778.3306 | 1751.8345 | 1770.2549 | 1788.6414 | 1787.5637 | -32997.9906 | 1804.9331 | 1823.7053 | 1822.6323 | 2237.1157 | 2260.9126 | 2284.6751 | 2283.5813 | 2178.6533 | 2201.7964 | 2224.905 | 2223.8069 | 2141.4752 | 2164.1987 | 2186.8875 | 2185.7828 | 2103.2782 | 2102.1997 | 2124.2113 | 2123.1106 | 2137.1259 | 2159.774 | 2182.3866 | 2181.2539 | 2152.4338 | 2175.2379 | 2198.0059 | 2196.8586 | 2142.87 | 2165.5528 | 2188.1991 | 2187.0363 | 2157.1848 | 2156.0413 | 2178.5789 | 2177.4119 | 2189.3408 | 2212.5041 | 2235.6297 | 2234.4299 | 2310.2306 | 2228.6058 | 2251.8562 | 2250.6038 | 2262.2567 | 2286.1359 | 2309.9744 | 2308.6774 | 2254.0157 | 2252.7382 | 2276.2029 | 2274.8991 | 2268.6537 | 2292.5761 | 2316.4567 | 2315.1308 | 2308.7759 | 2333.1223 | 2357.4263 | 2356.078 | 2349.6116 | 0 | 0 | 0 | 0 | 0
|  | Buyer IRR at COD, unlevered, after tax | % | 8%
|  | Buyer cash flow at the COD price, unlevered, before tax | EUR k |  |  | 174574.5194 | 0 | 0 | 0 | 0 | 0 | 0 | 0 | 0 | 0 | -80683.0604 | 2310.9361 | 2335.3395 | 2334.338 | 1917.5659 | 1937.95 | 1958.3041 | 1957.3524 | 1749.0692 | 1767.6435 | 1786.1899 | 1785.3027 | 1816.5309 | 1835.8049 | 1855.0495 | 1854.1108 | 1894.5353 | 1893.6241 | 1913.5127 | 1912.5828 | 1828.9177 | 1848.3163 | 1867.6851 | 1866.733 | 1781.8955 | 1800.7929 | 1819.661 | 1818.7307 | 1798.5709 | 1817.6399 | 1836.6793 | 1835.735 | 1782.6212 | 1781.6796 | 1800.3071 | 1799.3461 | 1801.6657 | 1820.6984 | 1839.6991 | 1838.6819 | 1779.4332 | 1798.2117 | 1816.958 | 1815.9333 | 1794.7579 | 1813.6955 | 1832.6004 | 1831.5642 | 1824.0311 | 1823.0136 | 1842.0189 | 1840.9805 | 1788.0634 | 1806.9207 | 1825.7453 | 1824.703 | 1844.1087 | 1863.562 | 1882.9815 | 1881.9116 | 1839.1856 | 1858.5629 | 1877.9058 | 1876.8139 | 1839.0035 | 1837.9249 | 1857.0322 | 1855.9315 | 1870.0862 | 1889.7576 | 1909.3931 | 1908.2504 | 1884.4645 | 1904.2722 | 1924.0431 | 1922.8761 | 1894.4407 | 1914.3423 | 1934.2067 | 1933.0223 | -32858.0716 | 1866.871 | 1886.2189 | 1885.0398 | 2343.0781 | 2367.9475 | 2392.7791 | 2391.5771 | 2278.8336 | 2302.9846 | 2327.0977 | 2325.891 | 2237.9785 | 2261.6685 | 2285.3202 | 2284.1062 | 2194.7228 | 2193.5377 | 2216.4452 | 2215.2357 | 2233.1991 | 2256.8061 | 2280.3741 | 2279.1294 | 2250.021 | 2273.7994 | 2297.5382 | 2296.2774 | 2239.5113 | 2263.1565 | 2286.7615 | 2285.4837 | 2253.9608 | 2252.7043 | 2276.1898 | 2274.9074 | 2290.5781 | 2314.7513 | 2338.883 | 2337.5646 | 2423.4241 | 2449.0173 | 2474.5673 | 2473.191 | 2485.9964 | 2512.2373 | 2538.4334 | 2537.0081 | 2476.9404 | 2475.5365 | 2501.3219 | 2499.8892 | 2493.026 | 2519.3144 | 2545.5568 | 2544.0998 | 2537.1164 | 2563.8707 | 2590.5784 | 2589.0967 | 2581.9908 | 0 | 0 | 0 | 0 | 0
|  | Buyer IRR at COD, unlevered, before tax | % | 8.682%
|  | Buyer at COD, levered: price less debt plus the DSRA balance (E: equity) | EUR k | 50576.2566 |  | 144807.8199 | 0 | 0 | 0 | 0 | 0 | 0 | 0 | 0 | 0 | -50576.2566 | 1511.6996 | 1511.0242 | 1485.8276 | 1104.4394 | 1123.4292 | 1142.3865 | 1141.0933 | 949.4089 | 966.7306 | 984.0214 | 982.765 | 1009.014 | 1026.9501 | 1044.8537 | 1043.5276 | 1078.9791 | 1077.6662 | 1096.1321 | 1094.79 | 1016.4386 | 1034.44 | 1052.4078 | 1051.0202 | 971.5765 | 989.0958 | 1006.5818 | 1005.1876 | 984.5735 | 1002.2219 | 1019.8362 | 1018.4013 | 968.6279 | 967.1809 | 984.3915 | 982.912 | 982.6963 | 1000.253 | 1017.7727 | 1016.2113 | 959.9372 | 927.8935 | 944.6076 | 943.007 | 922.4312 | 939.2943 | 956.1191 | 954.4739 | 946.5929 | 944.9472 | 961.828 | 960.1452 | 910.6136 | 927.3321 | 944.0114 | 942.2873 | 958.5316 | 975.7538 | 992.9354 | 991.1467 | 2454.8507 | 1719.9435 | 1737.8604 | 1736.8668 | 1702.1444 | 1701.1629 | 1718.8654 | 1717.8637 | 1730.1148 | 1748.3307 | 1766.5138 | 1765.4739 | 1743.1991 | 1761.5389 | 1779.8453 | 1778.7834 | 1752.2774 | 1770.7027 | 1789.0941 | 1788.0164 | -32997.5427 | 1805.3809 | 1824.1581 | 1823.0851 | 2237.5586 | 2261.3604 | 2285.1278 | 2284.0341 | 2179.0961 | 2202.2442 | 2225.3577 | 2224.2597 | 2141.918 | 2164.6465 | 2187.3403 | 2186.2355 | 2103.726 | 2102.6475 | 2124.664 | 2123.5633 | 2137.5687 | 2160.2218 | 2182.8393 | 2181.7066 | 2152.8767 | 2175.6857 | 2198.4586 | 2197.3113 | 2143.3129 | 2166.0006 | 2188.6518 | 2187.4891 | 2157.6326 | 2156.4891 | 2179.0316 | 2177.8646 | 2189.7837 | 2212.9519 | 2236.0824 | 2234.8826 | 2310.6735 | 2228.6058 | 2251.8562 | 2250.6038 | 2262.2567 | 2286.1359 | 2309.9744 | 2308.6774 | 2254.0157 | 2252.7382 | 2276.2029 | 2274.8991 | 2268.6537 | 2292.5761 | 2316.4567 | 2315.1308 | 2308.7759 | 2333.1223 | 2357.4263 | 2356.078 | 2349.6116 | -1.0658e-13 | -1.0658e-13 | -1.0658e-13 | -1.0658e-13 | -1.0658e-13
|  | Buyer IRR at COD, levered, after tax | % | 8.88%
x |  | FEP return on loans and costs (12 %; E: to the exit, F: to COD)
|  | Return per period (E: v3 monthly compounding; fix 8: act/365 simple) | factor | 3.03% |  |  | 3.025% | 2.959% | 2.992% | 3.025% | 3.025% | 2.959% | 2.992% | 3.025% | 3.025% | 2.992% | 2.992% | 3.025% | 3.025% | 2.959% | 2.992% | 3.025% | 3.025% | 2.959% | 2.992% | 3.025% | 3.025% | 2.959% | 2.992% | 3.025% | 3.025% | 2.992% | 2.992% | 3.025% | 3.025% | 2.959% | 2.992% | 3.025% | 3.025% | 2.959% | 2.992% | 3.025% | 3.025% | 2.959% | 2.992% | 3.025% | 3.025% | 2.992% | 2.992% | 3.025% | 3.025% | 2.959% | 2.992% | 3.025% | 3.025% | 2.959% | 2.992% | 3.025% | 3.025% | 2.959% | 2.992% | 3.025% | 3.025% | 2.992% | 2.992% | 3.025% | 3.025% | 2.959% | 2.992% | 3.025% | 3.025% | 2.959% | 2.992% | 3.025% | 3.025% | 2.959% | 2.992% | 3.025% | 3.025% | 2.992% | 2.992% | 3.025% | 3.025% | 2.959% | 2.992% | 3.025% | 3.025% | 2.959% | 2.992% | 3.025% | 3.025% | 2.959% | 2.992% | 3.025% | 3.025% | 2.992% | 2.992% | 3.025% | 3.025% | 2.959% | 2.992% | 3.025% | 3.025% | 2.959% | 2.992% | 3.025% | 3.025% | 2.959% | 2.992% | 3.025% | 3.025% | 2.992% | 2.992% | 3.025% | 3.025% | 2.959% | 2.992% | 3.025% | 3.025% | 2.959% | 2.992% | 3.025% | 3.025% | 2.959% | 2.992% | 3.025% | 3.025% | 2.992% | 2.992% | 3.025% | 3.025% | 2.959% | 2.992% | 3.025% | 3.025% | 2.959% | 2.992% | 3.025% | 3.025% | 2.959% | 2.992% | 3.025% | 3.025% | 2.992% | 2.992% | 3.025% | 3.025% | 2.959% | 2.992% | 3.025% | 3.025% | 2.959% | 2.992% | 3.025% | 3.025% | 2.959% | 2.992% | 3.025% | 3.025% | 2.992% | 2.992%
|  | Principal: DSA, early works, deposits, guarantee fees, SPV price | EUR k |  |  | 2326.5875 | 2043.1034 | -694.5686 | 809.958 | 124.1123 | 7.3839 | 7.2234 | 7.3036 | 7.3839 | 7.3839 | 7.3036 | 0 | 0 | 0 | 0 | 0 | 0 | 0 | 0 | 0 | 0 | 0 | 0 | 0 | 0 | 0 | 0 | 0 | 0 | 0 | 0 | 0 | 0 | 0 | 0 | 0 | 0 | 0 | 0 | 0 | 0 | 0 | 0 | 0 | 0 | 0 | 0 | 0 | 0 | 0 | 0 | 0 | 0 | 0 | 0 | 0 | 0 | 0 | 0 | 0 | 0 | 0 | 0 | 0 | 0 | 0 | 0 | 0 | 0 | 0 | 0 | 0 | 0 | 0 | 0 | 0 | 0 | 0 | 0 | 0 | 0 | 0 | 0 | 0 | 0 | 0 | 0 | 0 | 0 | 0 | 0 | 0 | 0 | 0 | 0 | 0 | 0 | 0 | 0 | 0 | 0 | 0 | 0 | 0 | 0 | 0 | 0 | 0 | 0 | 0 | 0 | 0 | 0 | 0 | 0 | 0 | 0 | 0 | 0 | 0 | 0 | 0 | 0 | 0 | 0 | 0 | 0 | 0 | 0 | 0 | 0 | 0 | 0 | 0 | 0 | 0 | 0 | 0 | 0 | 0 | 0 | 0 | 0 | 0 | 0 | 0 | 0 | 0 | 0 | 0 | 0 | 0 | 0 | 0 | 0 | 0
|  | Opening balance (principal and capitalised return) | EUR k |  |  |  | 0 | 2043.1034 | 1348.5348 | 2158.4928 | 2282.6051 | 2525.1157 | 2532.3391 | 2539.6427 | 2547.0266 | 2858.7426 | 2866.0463 | 2866.0463 | 2866.0463 | 2951.5736 | 2951.5736 | 2951.5736 | 2951.5736 | 2951.5736 | 2951.5736 | 2951.5736 | 2951.5736 | 2951.5736 | 2951.5736 | 2951.5736 | 2951.5736 | 2951.5736 | 2951.5736 | 2951.5736 | 2951.5736 | 2951.5736 | 2951.5736 | 2951.5736 | 2951.5736 | 2951.5736 | 2951.5736 | 2951.5736 | 2951.5736 | 2951.5736 | 2951.5736 | 2951.5736 | 2951.5736 | 2951.5736 | 2951.5736 | 2951.5736 | 2951.5736 | 2951.5736 | 2951.5736 | 2951.5736 | 2951.5736 | 2951.5736 | 2951.5736 | 2951.5736 | 2951.5736 | 2951.5736 | 2951.5736 | 2951.5736 | 2951.5736 | 2951.5736 | 2951.5736 | 2951.5736 | 2951.5736 | 2951.5736 | 2951.5736 | 2951.5736 | 2951.5736 | 2951.5736 | 2951.5736 | 2951.5736 | 2951.5736 | 2951.5736 | 2951.5736 | 2951.5736 | 2951.5736 | 2951.5736 | 2951.5736 | 2951.5736 | 2951.5736 | 2951.5736 | 2951.5736 | 2951.5736 | 2951.5736 | 2951.5736 | 2951.5736 | 2951.5736 | 2951.5736 | 2951.5736 | 2951.5736 | 2951.5736 | 2951.5736 | 2951.5736 | 2951.5736 | 2951.5736 | 2951.5736 | 2951.5736 | 2951.5736 | 2951.5736 | 2951.5736 | 2951.5736 | 2951.5736 | 2951.5736 | 2951.5736 | 2951.5736 | 2951.5736 | 2951.5736 | 2951.5736 | 2951.5736 | 2951.5736 | 2951.5736 | 2951.5736 | 2951.5736 | 2951.5736 | 2951.5736 | 2951.5736 | 2951.5736 | 2951.5736 | 2951.5736 | 2951.5736 | 2951.5736 | 2951.5736 | 2951.5736 | 2951.5736 | 2951.5736 | 2951.5736 | 2951.5736 | 2951.5736 | 2951.5736 | 2951.5736 | 2951.5736 | 2951.5736 | 2951.5736 | 2951.5736 | 2951.5736 | 2951.5736 | 2951.5736 | 2951.5736 | 2951.5736 | 2951.5736 | 2951.5736 | 2951.5736 | 2951.5736 | 2951.5736 | 2951.5736 | 2951.5736 | 2951.5736 | 2951.5736 | 2951.5736 | 2951.5736 | 2951.5736 | 2951.5736 | 2951.5736 | 2951.5736 | 2951.5736 | 2951.5736 | 2951.5736 | 2951.5736
|  | Return accrued | EUR k | 235.1267 | 624.9861 | 624.9861 | 0 | 60.4535 | 40.3452 | 65.287 | 69.041 | 74.7158 | 75.762 | 76.8155 | 77.0388 | 85.5273 | 0 | 0 | 0 | 0 | 0 | 0 | 0 | 0 | 0 | 0 | 0 | 0 | 0 | 0 | 0 | 0 | 0 | 0 | 0 | 0 | 0 | 0 | 0 | 0 | 0 | 0 | 0 | 0 | 0 | 0 | 0 | 0 | 0 | 0 | 0 | 0 | 0 | 0 | 0 | 0 | 0 | 0 | 0 | 0 | 0 | 0 | 0 | 0 | 0 | 0 | 0 | 0 | 0 | 0 | 0 | 0 | 0 | 0 | 0 | 0 | 0 | 0 | 0 | 0 | 0 | 0 | 0 | 0 | 0 | 0 | 0 | 0 | 0 | 0 | 0 | 0 | 0 | 0 | 0 | 0 | 0 | 0 | 0 | 0 | 0 | 0 | 0 | 0 | 0 | 0 | 0 | 0 | 0 | 0 | 0 | 0 | 0 | 0 | 0 | 0 | 0 | 0 | 0 | 0 | 0 | 0 | 0 | 0 | 0 | 0 | 0 | 0 | 0 | 0 | 0 | 0 | 0 | 0 | 0 | 0 | 0 | 0 | 0 | 0 | 0 | 0 | 0 | 0 | 0 | 0 | 0 | 0 | 0 | 0 | 0 | 0 | 0 | 0 | 0 | 0 | 0 | 0 | 0 | 0 | 0
|  | Return capitalised (31-Dec with fix 8, else every period) | EUR k |  |  | 624.9861 | 0 | 0 | 0 | 0 | 235.1267 | 0 | 0 | 0 | 304.3321 | 0 | 0 | 0 | 85.5273 | 0 | 0 | 0 | 0 | 0 | 0 | 0 | 0 | 0 | 0 | 0 | 0 | 0 | 0 | 0 | 0 | 0 | 0 | 0 | 0 | 0 | 0 | 0 | 0 | 0 | 0 | 0 | 0 | 0 | 0 | 0 | 0 | 0 | 0 | 0 | 0 | 0 | 0 | 0 | 0 | 0 | 0 | 0 | 0 | 0 | 0 | 0 | 0 | 0 | 0 | 0 | 0 | 0 | 0 | 0 | 0 | 0 | 0 | 0 | 0 | 0 | 0 | 0 | 0 | 0 | 0 | 0 | 0 | 0 | 0 | 0 | 0 | 0 | 0 | 0 | 0 | 0 | 0 | 0 | 0 | 0 | 0 | 0 | 0 | 0 | 0 | 0 | 0 | 0 | 0 | 0 | 0 | 0 | 0 | 0 | 0 | 0 | 0 | 0 | 0 | 0 | 0 | 0 | 0 | 0 | 0 | 0 | 0 | 0 | 0 | 0 | 0 | 0 | 0 | 0 | 0 | 0 | 0 | 0 | 0 | 0 | 0 | 0 | 0 | 0 | 0 | 0 | 0 | 0 | 0 | 0 | 0 | 0 | 0 | 0 | 0 | 0 | 0 | 0 | 0 | 0 | 0
|  | Closing balance | EUR k |  |  |  | 2043.1034 | 1348.5348 | 2158.4928 | 2282.6051 | 2525.1157 | 2532.3391 | 2539.6427 | 2547.0266 | 2858.7426 | 2866.0463 | 2866.0463 | 2866.0463 | 2951.5736 | 2951.5736 | 2951.5736 | 2951.5736 | 2951.5736 | 2951.5736 | 2951.5736 | 2951.5736 | 2951.5736 | 2951.5736 | 2951.5736 | 2951.5736 | 2951.5736 | 2951.5736 | 2951.5736 | 2951.5736 | 2951.5736 | 2951.5736 | 2951.5736 | 2951.5736 | 2951.5736 | 2951.5736 | 2951.5736 | 2951.5736 | 2951.5736 | 2951.5736 | 2951.5736 | 2951.5736 | 2951.5736 | 2951.5736 | 2951.5736 | 2951.5736 | 2951.5736 | 2951.5736 | 2951.5736 | 2951.5736 | 2951.5736 | 2951.5736 | 2951.5736 | 2951.5736 | 2951.5736 | 2951.5736 | 2951.5736 | 2951.5736 | 2951.5736 | 2951.5736 | 2951.5736 | 2951.5736 | 2951.5736 | 2951.5736 | 2951.5736 | 2951.5736 | 2951.5736 | 2951.5736 | 2951.5736 | 2951.5736 | 2951.5736 | 2951.5736 | 2951.5736 | 2951.5736 | 2951.5736 | 2951.5736 | 2951.5736 | 2951.5736 | 2951.5736 | 2951.5736 | 2951.5736 | 2951.5736 | 2951.5736 | 2951.5736 | 2951.5736 | 2951.5736 | 2951.5736 | 2951.5736 | 2951.5736 | 2951.5736 | 2951.5736 | 2951.5736 | 2951.5736 | 2951.5736 | 2951.5736 | 2951.5736 | 2951.5736 | 2951.5736 | 2951.5736 | 2951.5736 | 2951.5736 | 2951.5736 | 2951.5736 | 2951.5736 | 2951.5736 | 2951.5736 | 2951.5736 | 2951.5736 | 2951.5736 | 2951.5736 | 2951.5736 | 2951.5736 | 2951.5736 | 2951.5736 | 2951.5736 | 2951.5736 | 2951.5736 | 2951.5736 | 2951.5736 | 2951.5736 | 2951.5736 | 2951.5736 | 2951.5736 | 2951.5736 | 2951.5736 | 2951.5736 | 2951.5736 | 2951.5736 | 2951.5736 | 2951.5736 | 2951.5736 | 2951.5736 | 2951.5736 | 2951.5736 | 2951.5736 | 2951.5736 | 2951.5736 | 2951.5736 | 2951.5736 | 2951.5736 | 2951.5736 | 2951.5736 | 2951.5736 | 2951.5736 | 2951.5736 | 2951.5736 | 2951.5736 | 2951.5736 | 2951.5736 | 2951.5736 | 2951.5736 | 2951.5736 | 2951.5736 | 2951.5736 | 2951.5736 | 2951.5736 | 2951.5736
|  | PSH land: opening balance (v3 rule) | EUR k |  |  |  | 0 | 150 | 150 | 150 | 150 | 168 | 168 | 168 | 168 | 188.16 | 188.16 | 188.16 | 188.16 | 193.7893 | 193.7893 | 193.7893 | 193.7893 | 193.7893 | 193.7893 | 193.7893 | 193.7893 | 193.7893 | 193.7893 | 193.7893 | 193.7893 | 193.7893 | 193.7893 | 193.7893 | 193.7893 | 193.7893 | 193.7893 | 193.7893 | 193.7893 | 193.7893 | 193.7893 | 193.7893 | 193.7893 | 193.7893 | 193.7893 | 193.7893 | 193.7893 | 193.7893 | 193.7893 | 193.7893 | 193.7893 | 193.7893 | 193.7893 | 193.7893 | 193.7893 | 193.7893 | 193.7893 | 193.7893 | 193.7893 | 193.7893 | 193.7893 | 193.7893 | 193.7893 | 193.7893 | 193.7893 | 193.7893 | 193.7893 | 193.7893 | 193.7893 | 193.7893 | 193.7893 | 193.7893 | 193.7893 | 193.7893 | 193.7893 | 193.7893 | 193.7893 | 193.7893 | 193.7893 | 193.7893 | 193.7893 | 193.7893 | 193.7893 | 193.7893 | 193.7893 | 193.7893 | 193.7893 | 193.7893 | 193.7893 | 193.7893 | 193.7893 | 193.7893 | 193.7893 | 193.7893 | 193.7893 | 193.7893 | 193.7893 | 193.7893 | 193.7893 | 193.7893 | 193.7893 | 193.7893 | 193.7893 | 193.7893 | 193.7893 | 193.7893 | 193.7893 | 193.7893 | 193.7893 | 193.7893 | 193.7893 | 193.7893 | 193.7893 | 193.7893 | 193.7893 | 193.7893 | 193.7893 | 193.7893 | 193.7893 | 193.7893 | 193.7893 | 193.7893 | 193.7893 | 193.7893 | 193.7893 | 193.7893 | 193.7893 | 193.7893 | 193.7893 | 193.7893 | 193.7893 | 193.7893 | 193.7893 | 193.7893 | 193.7893 | 193.7893 | 193.7893 | 193.7893 | 193.7893 | 193.7893 | 193.7893 | 193.7893 | 193.7893 | 193.7893 | 193.7893 | 193.7893 | 193.7893 | 193.7893 | 193.7893 | 193.7893 | 193.7893 | 193.7893 | 193.7893 | 193.7893 | 193.7893 | 193.7893 | 193.7893 | 193.7893 | 193.7893 | 193.7893 | 193.7893
|  | PSH land: return accrued | EUR k | 18 | 43.7893 | 43.7893 | 0 | 4.4384 | 4.4877 | 4.537 | 4.537 | 4.971 | 5.0262 | 5.0814 | 5.0814 | 5.6293 | 0 | 0 | 0 | 0 | 0 | 0 | 0 | 0 | 0 | 0 | 0 | 0 | 0 | 0 | 0 | 0 | 0 | 0 | 0 | 0 | 0 | 0 | 0 | 0 | 0 | 0 | 0 | 0 | 0 | 0 | 0 | 0 | 0 | 0 | 0 | 0 | 0 | 0 | 0 | 0 | 0 | 0 | 0 | 0 | 0 | 0 | 0 | 0 | 0 | 0 | 0 | 0 | 0 | 0 | 0 | 0 | 0 | 0 | 0 | 0 | 0 | 0 | 0 | 0 | 0 | 0 | 0 | 0 | 0 | 0 | 0 | 0 | 0 | 0 | 0 | 0 | 0 | 0 | 0 | 0 | 0 | 0 | 0 | 0 | 0 | 0 | 0 | 0 | 0 | 0 | 0 | 0 | 0 | 0 | 0 | 0 | 0 | 0 | 0 | 0 | 0 | 0 | 0 | 0 | 0 | 0 | 0 | 0 | 0 | 0 | 0 | 0 | 0 | 0 | 0 | 0 | 0 | 0 | 0 | 0 | 0 | 0 | 0 | 0 | 0 | 0 | 0 | 0 | 0 | 0 | 0 | 0 | 0 | 0 | 0 | 0 | 0 | 0 | 0 | 0 | 0 | 0 | 0 | 0 | 0
|  | PSH land: return capitalised | EUR k |  |  | 43.7893 | 0 | 0 | 0 | 0 | 18 | 0 | 0 | 0 | 20.16 | 0 | 0 | 0 | 5.6293 | 0 | 0 | 0 | 0 | 0 | 0 | 0 | 0 | 0 | 0 | 0 | 0 | 0 | 0 | 0 | 0 | 0 | 0 | 0 | 0 | 0 | 0 | 0 | 0 | 0 | 0 | 0 | 0 | 0 | 0 | 0 | 0 | 0 | 0 | 0 | 0 | 0 | 0 | 0 | 0 | 0 | 0 | 0 | 0 | 0 | 0 | 0 | 0 | 0 | 0 | 0 | 0 | 0 | 0 | 0 | 0 | 0 | 0 | 0 | 0 | 0 | 0 | 0 | 0 | 0 | 0 | 0 | 0 | 0 | 0 | 0 | 0 | 0 | 0 | 0 | 0 | 0 | 0 | 0 | 0 | 0 | 0 | 0 | 0 | 0 | 0 | 0 | 0 | 0 | 0 | 0 | 0 | 0 | 0 | 0 | 0 | 0 | 0 | 0 | 0 | 0 | 0 | 0 | 0 | 0 | 0 | 0 | 0 | 0 | 0 | 0 | 0 | 0 | 0 | 0 | 0 | 0 | 0 | 0 | 0 | 0 | 0 | 0 | 0 | 0 | 0 | 0 | 0 | 0 | 0 | 0 | 0 | 0 | 0 | 0 | 0 | 0 | 0 | 0 | 0 | 0 | 0
|  | PSH land: closing balance | EUR k |  |  |  | 150 | 150 | 150 | 150 | 168 | 168 | 168 | 168 | 188.16 | 188.16 | 188.16 | 188.16 | 193.7893 | 193.7893 | 193.7893 | 193.7893 | 193.7893 | 193.7893 | 193.7893 | 193.7893 | 193.7893 | 193.7893 | 193.7893 | 193.7893 | 193.7893 | 193.7893 | 193.7893 | 193.7893 | 193.7893 | 193.7893 | 193.7893 | 193.7893 | 193.7893 | 193.7893 | 193.7893 | 193.7893 | 193.7893 | 193.7893 | 193.7893 | 193.7893 | 193.7893 | 193.7893 | 193.7893 | 193.7893 | 193.7893 | 193.7893 | 193.7893 | 193.7893 | 193.7893 | 193.7893 | 193.7893 | 193.7893 | 193.7893 | 193.7893 | 193.7893 | 193.7893 | 193.7893 | 193.7893 | 193.7893 | 193.7893 | 193.7893 | 193.7893 | 193.7893 | 193.7893 | 193.7893 | 193.7893 | 193.7893 | 193.7893 | 193.7893 | 193.7893 | 193.7893 | 193.7893 | 193.7893 | 193.7893 | 193.7893 | 193.7893 | 193.7893 | 193.7893 | 193.7893 | 193.7893 | 193.7893 | 193.7893 | 193.7893 | 193.7893 | 193.7893 | 193.7893 | 193.7893 | 193.7893 | 193.7893 | 193.7893 | 193.7893 | 193.7893 | 193.7893 | 193.7893 | 193.7893 | 193.7893 | 193.7893 | 193.7893 | 193.7893 | 193.7893 | 193.7893 | 193.7893 | 193.7893 | 193.7893 | 193.7893 | 193.7893 | 193.7893 | 193.7893 | 193.7893 | 193.7893 | 193.7893 | 193.7893 | 193.7893 | 193.7893 | 193.7893 | 193.7893 | 193.7893 | 193.7893 | 193.7893 | 193.7893 | 193.7893 | 193.7893 | 193.7893 | 193.7893 | 193.7893 | 193.7893 | 193.7893 | 193.7893 | 193.7893 | 193.7893 | 193.7893 | 193.7893 | 193.7893 | 193.7893 | 193.7893 | 193.7893 | 193.7893 | 193.7893 | 193.7893 | 193.7893 | 193.7893 | 193.7893 | 193.7893 | 193.7893 | 193.7893 | 193.7893 | 193.7893 | 193.7893 | 193.7893 | 193.7893 | 193.7893 | 193.7893 | 193.7893 | 193.7893 | 193.7893
x |  | Sale at RtB (JV split: 221025 sheet, step share rule)
|  | Share rule inputs (E: low − high share, F: v3 slide width) | % | 10% | 10
|  | Futureal share by rule (E: step, F: v3 slide) | % | 60% | 60%
|  | Share of the distributable amount (E: Futureal, F: PSH) | % | 60% | 40%
RtB waterfall (E: due, F: paid)
|  | Cash available: consideration (E and F) | EUR k | 5490 | 5490
|  | Sale costs | EUR k | 0 | 0
|  | FEP SPV acquisition price / connection rights | EUR k | 549 | 549
|  | DSA loan principal | EUR k | 915 | 915
|  | FEP 12 % return | EUR k | 235.1267 | 235.1267
|  | Guarantee fees paid by FEP | EUR k | 27.489 | 27.489
|  | PSH land apport and return (v3 rule) | EUR k | 0 | 0
|  | Distributable | EUR k |  | 3763.3843
|  | Check: paid + distributable − available (E), steps paid above due (F) | EUR k | 0 | 0
|  | FEP receipts at the exit | EUR k |  | 3984.6463
|  | PSH receipts at the exit | EUR k |  | 1505.3537
FEP returns – sale at RtB
|  | FEP outlays – RtB route | EUR k |  |  | -7434.864 | -2792.1034 | -519.3064 | -809.958 | -124.1123 | -1615.8674 | -1573.5165 | 0 | 0 | 0 | 0 | 0 | 0 | 0 | 0 | 0 | 0 | 0 | 0 | 0 | 0 | 0 | 0 | 0 | 0 | 0 | 0 | 0 | 0 | 0 | 0 | 0 | 0 | 0 | 0 | 0 | 0 | 0 | 0 | 0 | 0 | 0 | 0 | 0 | 0 | 0 | 0 | 0 | 0 | 0 | 0 | 0 | 0 | 0 | 0 | 0 | 0 | 0 | 0 | 0 | 0 | 0 | 0 | 0 | 0 | 0 | 0 | 0 | 0 | 0 | 0 | 0 | 0 | 0 | 0 | 0 | 0 | 0 | 0 | 0 | 0 | 0 | 0 | 0 | 0 | 0 | 0 | 0 | 0 | 0 | 0 | 0 | 0 | 0 | 0 | 0 | 0 | 0 | 0 | 0 | 0 | 0 | 0 | 0 | 0 | 0 | 0 | 0 | 0 | 0 | 0 | 0 | 0 | 0 | 0 | 0 | 0 | 0 | 0 | 0 | 0 | 0 | 0 | 0 | 0 | 0 | 0 | 0 | 0 | 0 | 0 | 0 | 0 | 0 | 0 | 0 | 0 | 0 | 0 | 0 | 0 | 0 | 0 | 0 | 0 | 0 | 0 | 0 | 0 | 0 | 0 | 0 | 0 | 0 | 0 | 0
|  | FEP receipts – RtB route | EUR k |  |  | 9728.0213 | 0 | 1213.875 | 0 | 0 | 6940.6298 | 1573.5165 | 0 | 0 | 0 | 0 | 0 | 0 | 0 | 0 | 0 | 0 | 0 | 0 | 0 | 0 | 0 | 0 | 0 | 0 | 0 | 0 | 0 | 0 | 0 | 0 | 0 | 0 | 0 | 0 | 0 | 0 | 0 | 0 | 0 | 0 | 0 | 0 | 0 | 0 | 0 | 0 | 0 | 0 | 0 | 0 | 0 | 0 | 0 | 0 | 0 | 0 | 0 | 0 | 0 | 0 | 0 | 0 | 0 | 0 | 0 | 0 | 0 | 0 | 0 | 0 | 0 | 0 | 0 | 0 | 0 | 0 | 0 | 0 | 0 | 0 | 0 | 0 | 0 | 0 | 0 | 0 | 0 | 0 | 0 | 0 | 0 | 0 | 0 | 0 | 0 | 0 | 0 | 0 | 0 | 0 | 0 | 0 | 0 | 0 | 0 | 0 | 0 | 0 | 0 | 0 | 0 | 0 | 0 | 0 | 0 | 0 | 0 | 0 | 0 | 0 | 0 | 0 | 0 | 0 | 0 | 0 | 0 | 0 | 0 | 0 | 0 | 0 | 0 | 0 | 0 | 0 | 0 | 0 | 0 | 0 | 0 | 0 | 0 | 0 | 0 | 0 | 0 | 0 | 0 | 0 | 0 | 0 | 0 | 0 | 0
|  | FEP cash flow before tax on the gain | EUR k |  |  | 2293.1573 | -2792.1034 | 694.5686 | -809.958 | -124.1123 | 5324.7624 | 0 | 0 | 0 | 0 | 0 | 0 | 0 | 0 | 0 | 0 | 0 | 0 | 0 | 0 | 0 | 0 | 0 | 0 | 0 | 0 | 0 | 0 | 0 | 0 | 0 | 0 | 0 | 0 | 0 | 0 | 0 | 0 | 0 | 0 | 0 | 0 | 0 | 0 | 0 | 0 | 0 | 0 | 0 | 0 | 0 | 0 | 0 | 0 | 0 | 0 | 0 | 0 | 0 | 0 | 0 | 0 | 0 | 0 | 0 | 0 | 0 | 0 | 0 | 0 | 0 | 0 | 0 | 0 | 0 | 0 | 0 | 0 | 0 | 0 | 0 | 0 | 0 | 0 | 0 | 0 | 0 | 0 | 0 | 0 | 0 | 0 | 0 | 0 | 0 | 0 | 0 | 0 | 0 | 0 | 0 | 0 | 0 | 0 | 0 | 0 | 0 | 0 | 0 | 0 | 0 | 0 | 0 | 0 | 0 | 0 | 0 | 0 | 0 | 0 | 0 | 0 | 0 | 0 | 0 | 0 | 0 | 0 | 0 | 0 | 0 | 0 | 0 | 0 | 0 | 0 | 0 | 0 | 0 | 0 | 0 | 0 | 0 | 0 | 0 | 0 | 0 | 0 | 0 | 0 | 0 | 0 | 0 | 0 | 0 | 0
|  | FEP tax: 12 % return as interest, gain if taxed or asset deal (E) | EUR k | -21.1614 |  | -21.1614 | 0 | 0 | 0 | 0 | -21.1614 | 0 | 0 | 0 | 0 | 0 | 0 | 0 | 0 | 0 | 0 | 0 | 0 | 0 | 0 | 0 | 0 | 0 | 0 | 0 | 0 | 0 | 0 | 0 | 0 | 0 | 0 | 0 | 0 | 0 | 0 | 0 | 0 | 0 | 0 | 0 | 0 | 0 | 0 | 0 | 0 | 0 | 0 | 0 | 0 | 0 | 0 | 0 | 0 | 0 | 0 | 0 | 0 | 0 | 0 | 0 | 0 | 0 | 0 | 0 | 0 | 0 | 0 | 0 | 0 | 0 | 0 | 0 | 0 | 0 | 0 | 0 | 0 | 0 | 0 | 0 | 0 | 0 | 0 | 0 | 0 | 0 | 0 | 0 | 0 | 0 | 0 | 0 | 0 | 0 | 0 | 0 | 0 | 0 | 0 | 0 | 0 | 0 | 0 | 0 | 0 | 0 | 0 | 0 | 0 | 0 | 0 | 0 | 0 | 0 | 0 | 0 | 0 | 0 | 0 | 0 | 0 | 0 | 0 | 0 | 0 | 0 | 0 | 0 | 0 | 0 | 0 | 0 | 0 | 0 | 0 | 0 | 0 | 0 | 0 | 0 | 0 | 0 | 0 | 0 | 0 | 0 | 0 | 0 | 0 | 0 | 0 | 0 | 0 | 0 | 0
|  | FEP cash flow – sale at RtB | EUR k |  |  | 2271.9959 | -2792.1034 | 694.5686 | -809.958 | -124.1123 | 5303.601 | 0 | 0 | 0 | 0 | 0 | 0 | 0 | 0 | 0 | 0 | 0 | 0 | 0 | 0 | 0 | 0 | 0 | 0 | 0 | 0 | 0 | 0 | 0 | 0 | 0 | 0 | 0 | 0 | 0 | 0 | 0 | 0 | 0 | 0 | 0 | 0 | 0 | 0 | 0 | 0 | 0 | 0 | 0 | 0 | 0 | 0 | 0 | 0 | 0 | 0 | 0 | 0 | 0 | 0 | 0 | 0 | 0 | 0 | 0 | 0 | 0 | 0 | 0 | 0 | 0 | 0 | 0 | 0 | 0 | 0 | 0 | 0 | 0 | 0 | 0 | 0 | 0 | 0 | 0 | 0 | 0 | 0 | 0 | 0 | 0 | 0 | 0 | 0 | 0 | 0 | 0 | 0 | 0 | 0 | 0 | 0 | 0 | 0 | 0 | 0 | 0 | 0 | 0 | 0 | 0 | 0 | 0 | 0 | 0 | 0 | 0 | 0 | 0 | 0 | 0 | 0 | 0 | 0 | 0 | 0 | 0 | 0 | 0 | 0 | 0 | 0 | 0 | 0 | 0 | 0 | 0 | 0 | 0 | 0 | 0 | 0 | 0 | 0 | 0 | 0 | 0 | 0 | 0 | 0 | 0 | 0 | 0 | 0 | 0 | 0
|  | FEP IRR – sale at RtB, after tax | % | 84.73%
|  | FEP IRR – sale at RtB, before tax | % | 85.53%
|  | FEP MOIC – sale at RtB (receipts after tax ÷ outlays) | x | 1.3056
|  | FEP NPV – sale at RtB | EUR k | 1903.3517
|  | PSH cash flow – sale at RtB | EUR k |  |  | 1355.3537 | -150 | 0 | 0 | 0 | 1505.3537 | 0 | 0 | 0 | 0 | 0 | 0 | 0 | 0 | 0 | 0 | 0 | 0 | 0 | 0 | 0 | 0 | 0 | 0 | 0 | 0 | 0 | 0 | 0 | 0 | 0 | 0 | 0 | 0 | 0 | 0 | 0 | 0 | 0 | 0 | 0 | 0 | 0 | 0 | 0 | 0 | 0 | 0 | 0 | 0 | 0 | 0 | 0 | 0 | 0 | 0 | 0 | 0 | 0 | 0 | 0 | 0 | 0 | 0 | 0 | 0 | 0 | 0 | 0 | 0 | 0 | 0 | 0 | 0 | 0 | 0 | 0 | 0 | 0 | 0 | 0 | 0 | 0 | 0 | 0 | 0 | 0 | 0 | 0 | 0 | 0 | 0 | 0 | 0 | 0 | 0 | 0 | 0 | 0 | 0 | 0 | 0 | 0 | 0 | 0 | 0 | 0 | 0 | 0 | 0 | 0 | 0 | 0 | 0 | 0 | 0 | 0 | 0 | 0 | 0 | 0 | 0 | 0 | 0 | 0 | 0 | 0 | 0 | 0 | 0 | 0 | 0 | 0 | 0 | 0 | 0 | 0 | 0 | 0 | 0 | 0 | 0 | 0 | 0 | 0 | 0 | 0 | 0 | 0 | 0 | 0 | 0 | 0 | 0 | 0 | 0
|  | Memo: PSH IRR – sale at RtB (on a 150 k€ in-kind apport) | % | 903.6%
|  | PSH MOIC – sale at RtB | x | 10.0357
x |  | Sale at COD (JV split of the net proceeds)
|  | Share at COD (E: Futureal, F: PSH; basis per In_COD_Share_Basis) | % | 60% | 40%
|  | FEP contributions to COD (equity, levered) | EUR k |  |  | -33860.7377 | -2792.1034 | 694.5686 | -809.958 | -124.1123 | -1615.8674 | -2460.1796 | -6303.527 | -6355.53 | -6338.0738 | -7755.9547 | 0 | 0 | 0 | 0 | 0 | 0 | 0 | 0 | 0 | 0 | 0 | 0 | 0 | 0 | 0 | 0 | 0 | 0 | 0 | 0 | 0 | 0 | 0 | 0 | 0 | 0 | 0 | 0 | 0 | 0 | 0 | 0 | 0 | 0 | 0 | 0 | 0 | 0 | 0 | 0 | 0 | 0 | 0 | 0 | 0 | 0 | 0 | 0 | 0 | 0 | 0 | 0 | 0 | 0 | 0 | 0 | 0 | 0 | 0 | 0 | 0 | 0 | 0 | 0 | 0 | 0 | 0 | 0 | 0 | 0 | 0 | 0 | 0 | 0 | 0 | 0 | 0 | 0 | 0 | 0 | 0 | 0 | 0 | 0 | 0 | 0 | 0 | 0 | 0 | 0 | 0 | 0 | 0 | 0 | 0 | 0 | 0 | 0 | 0 | 0 | 0 | 0 | 0 | 0 | 0 | 0 | 0 | 0 | 0 | 0 | 0 | 0 | 0 | 0 | 0 | 0 | 0 | 0 | 0 | 0 | 0 | 0 | 0 | 0 | 0 | 0 | 0 | 0 | 0 | 0 | 0 | 0 | 0 | 0 | 0 | 0 | 0 | 0 | 0 | 0 | 0 | 0 | 0 | 0 | 0
|  | Cash available: debt repaid (E), price − debt + DSRA balance (F) | EUR k | 31610.8433 | 50576.2566
|  | Sale costs | EUR k | 0 | 0
|  | FEP funding returned | EUR k | 33860.7377 | 33860.7377
|  | FEP 12 % return to COD | EUR k | 624.9861 | 624.9861
|  | PSH land apport and return (v3 rule) | EUR k | 0 | 0
|  | Distributable | EUR k |  | 16090.5328
|  | Check: paid + distributable − available (E), steps paid above due (F) | EUR k | 0 | 0
|  | FEP proceeds at COD | EUR k |  | 44140.0435
|  | PSH receipts at COD | EUR k |  | 6436.2131
|  | FEP cash flow – sale at COD, before FEP tax | EUR k |  |  | 10841.8058 | -2792.1034 | 694.5686 | -809.958 | -124.1123 | -1615.8674 | -2460.1796 | -6303.527 | -6355.53 | -6338.0738 | 36946.5887 | 0 | 0 | 0 | 0 | 0 | 0 | 0 | 0 | 0 | 0 | 0 | 0 | 0 | 0 | 0 | 0 | 0 | 0 | 0 | 0 | 0 | 0 | 0 | 0 | 0 | 0 | 0 | 0 | 0 | 0 | 0 | 0 | 0 | 0 | 0 | 0 | 0 | 0 | 0 | 0 | 0 | 0 | 0 | 0 | 0 | 0 | 0 | 0 | 0 | 0 | 0 | 0 | 0 | 0 | 0 | 0 | 0 | 0 | 0 | 0 | 0 | 0 | 0 | 0 | 0 | 0 | 0 | 0 | 0 | 0 | 0 | 0 | 0 | 0 | 0 | 0 | 0 | 0 | 0 | 0 | 0 | 0 | 0 | 0 | 0 | 0 | 0 | 0 | 0 | 0 | 0 | 0 | 0 | 0 | 0 | 0 | 0 | 0 | 0 | 0 | 0 | 0 | 0 | 0 | 0 | 0 | 0 | 0 | 0 | 0 | 0 | 0 | 0 | 0 | 0 | 0 | 0 | 0 | 0 | 0 | 0 | 0 | 0 | 0 | 0 | 0 | 0 | 0 | 0 | 0 | 0 | 0 | 0 | 0 | 0 | 0 | 0 | 0 | 0 | 0 | 0 | 0 | 0 | 0 | 0
|  | FEP tax: 12 % return as interest, gain if taxed or asset deal (E) | EUR k | -56.2487 |  | -56.2487 | 0 | 0 | 0 | 0 | 0 | 0 | 0 | 0 | 0 | -56.2487 | 0 | 0 | 0 | 0 | 0 | 0 | 0 | 0 | 0 | 0 | 0 | 0 | 0 | 0 | 0 | 0 | 0 | 0 | 0 | 0 | 0 | 0 | 0 | 0 | 0 | 0 | 0 | 0 | 0 | 0 | 0 | 0 | 0 | 0 | 0 | 0 | 0 | 0 | 0 | 0 | 0 | 0 | 0 | 0 | 0 | 0 | 0 | 0 | 0 | 0 | 0 | 0 | 0 | 0 | 0 | 0 | 0 | 0 | 0 | 0 | 0 | 0 | 0 | 0 | 0 | 0 | 0 | 0 | 0 | 0 | 0 | 0 | 0 | 0 | 0 | 0 | 0 | 0 | 0 | 0 | 0 | 0 | 0 | 0 | 0 | 0 | 0 | 0 | 0 | 0 | 0 | 0 | 0 | 0 | 0 | 0 | 0 | 0 | 0 | 0 | 0 | 0 | 0 | 0 | 0 | 0 | 0 | 0 | 0 | 0 | 0 | 0 | 0 | 0 | 0 | 0 | 0 | 0 | 0 | 0 | 0 | 0 | 0 | 0 | 0 | 0 | 0 | 0 | 0 | 0 | 0 | 0 | 0 | 0 | 0 | 0 | 0 | 0 | 0 | 0 | 0 | 0 | 0 | 0 | 0
|  | FEP cash flow – sale at COD | EUR k |  |  | 10785.557 | -2792.1034 | 694.5686 | -809.958 | -124.1123 | -1615.8674 | -2460.1796 | -6303.527 | -6355.53 | -6338.0738 | 36890.34 | 0 | 0 | 0 | 0 | 0 | 0 | 0 | 0 | 0 | 0 | 0 | 0 | 0 | 0 | 0 | 0 | 0 | 0 | 0 | 0 | 0 | 0 | 0 | 0 | 0 | 0 | 0 | 0 | 0 | 0 | 0 | 0 | 0 | 0 | 0 | 0 | 0 | 0 | 0 | 0 | 0 | 0 | 0 | 0 | 0 | 0 | 0 | 0 | 0 | 0 | 0 | 0 | 0 | 0 | 0 | 0 | 0 | 0 | 0 | 0 | 0 | 0 | 0 | 0 | 0 | 0 | 0 | 0 | 0 | 0 | 0 | 0 | 0 | 0 | 0 | 0 | 0 | 0 | 0 | 0 | 0 | 0 | 0 | 0 | 0 | 0 | 0 | 0 | 0 | 0 | 0 | 0 | 0 | 0 | 0 | 0 | 0 | 0 | 0 | 0 | 0 | 0 | 0 | 0 | 0 | 0 | 0 | 0 | 0 | 0 | 0 | 0 | 0 | 0 | 0 | 0 | 0 | 0 | 0 | 0 | 0 | 0 | 0 | 0 | 0 | 0 | 0 | 0 | 0 | 0 | 0 | 0 | 0 | 0 | 0 | 0 | 0 | 0 | 0 | 0 | 0 | 0 | 0 | 0 | 0
|  | FEP MOIC – sale at COD | x | 1.4025
|  | FEP IRR – sale at COD, levered, after tax (n/a below −99 %) | % | 49.55%
|  | FEP IRR – sale at COD, before tax (n/a below −99 %) | % | 49.79%
|  | FEP NPV – sale at COD | EUR k | 7680.267
|  | JV (100 %) cash flow to the COD sale, unlevered, after tax | EUR k |  |  | 18602.9729 | -2792.1034 | 694.5686 | -809.958 | -124.1123 | -1615.8674 | -2305.7399 | -13846.2654 | -13998.4222 | -13998.4222 | 67399.295 | 0 | 0 | 0 | 0 | 0 | 0 | 0 | 0 | 0 | 0 | 0 | 0 | 0 | 0 | 0 | 0 | 0 | 0 | 0 | 0 | 0 | 0 | 0 | 0 | 0 | 0 | 0 | 0 | 0 | 0 | 0 | 0 | 0 | 0 | 0 | 0 | 0 | 0 | 0 | 0 | 0 | 0 | 0 | 0 | 0 | 0 | 0 | 0 | 0 | 0 | 0 | 0 | 0 | 0 | 0 | 0 | 0 | 0 | 0 | 0 | 0 | 0 | 0 | 0 | 0 | 0 | 0 | 0 | 0 | 0 | 0 | 0 | 0 | 0 | 0 | 0 | 0 | 0 | 0 | 0 | 0 | 0 | 0 | 0 | 0 | 0 | 0 | 0 | 0 | 0 | 0 | 0 | 0 | 0 | 0 | 0 | 0 | 0 | 0 | 0 | 0 | 0 | 0 | 0 | 0 | 0 | 0 | 0 | 0 | 0 | 0 | 0 | 0 | 0 | 0 | 0 | 0 | 0 | 0 | 0 | 0 | 0 | 0 | 0 | 0 | 0 | 0 | 0 | 0 | 0 | 0 | 0 | 0 | 0 | 0 | 0 | 0 | 0 | 0 | 0 | 0 | 0 | 0 | 0 | 0
|  | JV IRR – sale at COD, unlevered, after tax | % | 57.76%
|  | JV (100 %) cash flow to the COD sale, unlevered, before tax | EUR k |  |  | 18602.9729 | -2792.1034 | 694.5686 | -809.958 | -124.1123 | -1615.8674 | -2305.7399 | -13846.2654 | -13998.4222 | -13998.4222 | 67399.295 | 0 | 0 | 0 | 0 | 0 | 0 | 0 | 0 | 0 | 0 | 0 | 0 | 0 | 0 | 0 | 0 | 0 | 0 | 0 | 0 | 0 | 0 | 0 | 0 | 0 | 0 | 0 | 0 | 0 | 0 | 0 | 0 | 0 | 0 | 0 | 0 | 0 | 0 | 0 | 0 | 0 | 0 | 0 | 0 | 0 | 0 | 0 | 0 | 0 | 0 | 0 | 0 | 0 | 0 | 0 | 0 | 0 | 0 | 0 | 0 | 0 | 0 | 0 | 0 | 0 | 0 | 0 | 0 | 0 | 0 | 0 | 0 | 0 | 0 | 0 | 0 | 0 | 0 | 0 | 0 | 0 | 0 | 0 | 0 | 0 | 0 | 0 | 0 | 0 | 0 | 0 | 0 | 0 | 0 | 0 | 0 | 0 | 0 | 0 | 0 | 0 | 0 | 0 | 0 | 0 | 0 | 0 | 0 | 0 | 0 | 0 | 0 | 0 | 0 | 0 | 0 | 0 | 0 | 0 | 0 | 0 | 0 | 0 | 0 | 0 | 0 | 0 | 0 | 0 | 0 | 0 | 0 | 0 | 0 | 0 | 0 | 0 | 0 | 0 | 0 | 0 | 0 | 0 | 0 | 0
|  | JV IRR – sale at COD, unlevered, before tax | % | 57.76%
|  | PSH cash flow – sale at COD | EUR k |  |  | 6286.2131 | -150 | 0 | 0 | 0 | 0 | 0 | 0 | 0 | 0 | 6436.2131 | 0 | 0 | 0 | 0 | 0 | 0 | 0 | 0 | 0 | 0 | 0 | 0 | 0 | 0 | 0 | 0 | 0 | 0 | 0 | 0 | 0 | 0 | 0 | 0 | 0 | 0 | 0 | 0 | 0 | 0 | 0 | 0 | 0 | 0 | 0 | 0 | 0 | 0 | 0 | 0 | 0 | 0 | 0 | 0 | 0 | 0 | 0 | 0 | 0 | 0 | 0 | 0 | 0 | 0 | 0 | 0 | 0 | 0 | 0 | 0 | 0 | 0 | 0 | 0 | 0 | 0 | 0 | 0 | 0 | 0 | 0 | 0 | 0 | 0 | 0 | 0 | 0 | 0 | 0 | 0 | 0 | 0 | 0 | 0 | 0 | 0 | 0 | 0 | 0 | 0 | 0 | 0 | 0 | 0 | 0 | 0 | 0 | 0 | 0 | 0 | 0 | 0 | 0 | 0 | 0 | 0 | 0 | 0 | 0 | 0 | 0 | 0 | 0 | 0 | 0 | 0 | 0 | 0 | 0 | 0 | 0 | 0 | 0 | 0 | 0 | 0 | 0 | 0 | 0 | 0 | 0 | 0 | 0 | 0 | 0 | 0 | 0 | 0 | 0 | 0 | 0 | 0 | 0 | 0 | 0
|  | Memo: PSH IRR – sale at COD (on a 150 k€ in-kind apport) | % | 431.9%
x |  | Hold to maturity (FEP buys PSH out at the exit at PSH's RtB entitlement)
|  | FEP share of equity flows after the exit (E), buy-out: PSH RtB entitlement at px_rtb (F) | % | 100% | 1505.3537
|  | FEP share of the equity flows | % |  |  |  | 100% | 100% | 100% | 100% | 100% | 100% | 100% | 100% | 100% | 100% | 100% | 100% | 100% | 100% | 100% | 100% | 100% | 100% | 100% | 100% | 100% | 100% | 100% | 100% | 100% | 100% | 100% | 100% | 100% | 100% | 100% | 100% | 100% | 100% | 100% | 100% | 100% | 100% | 100% | 100% | 100% | 100% | 100% | 100% | 100% | 100% | 100% | 100% | 100% | 100% | 100% | 100% | 100% | 100% | 100% | 100% | 100% | 100% | 100% | 100% | 100% | 100% | 100% | 100% | 100% | 100% | 100% | 100% | 100% | 100% | 100% | 100% | 100% | 100% | 100% | 100% | 100% | 100% | 100% | 100% | 100% | 100% | 100% | 100% | 100% | 100% | 100% | 100% | 100% | 100% | 100% | 100% | 100% | 100% | 100% | 100% | 100% | 100% | 100% | 100% | 100% | 100% | 100% | 100% | 100% | 100% | 100% | 100% | 100% | 100% | 100% | 100% | 100% | 100% | 100% | 100% | 100% | 100% | 100% | 100% | 100% | 100% | 100% | 100% | 100% | 100% | 100% | 100% | 100% | 100% | 100% | 100% | 100% | 100% | 100% | 100% | 100% | 100% | 100% | 100% | 100% | 100% | 100% | 100% | 100% | 100% | 100% | 100% | 100% | 100% | 100% | 100% | 100% | 100% | 100%
|  | FEP cash flow – hold to maturity | EUR k |  |  | 160580.4851 | -2792.1034 | 694.5686 | -809.958 | -124.1123 | -3121.2212 | -2460.1796 | -6303.527 | -6355.53 | -6338.0738 | -7193.4547 | 1511.6996 | 1511.0242 | 1485.8276 | 1104.4394 | 1123.4292 | 1142.3865 | 1141.0933 | 949.4089 | 966.7306 | 984.0214 | 982.765 | 1009.014 | 1026.9501 | 1044.8537 | 1043.5276 | 1078.9791 | 1077.6662 | 1096.1321 | 1094.79 | 1016.4386 | 1034.44 | 1052.4078 | 1051.0202 | 971.5765 | 989.0958 | 1006.5818 | 1005.1876 | 984.5735 | 1002.2219 | 1019.8362 | 1018.4013 | 968.6279 | 967.1809 | 984.3915 | 982.912 | 982.6963 | 1000.253 | 1017.7727 | 1016.2113 | 959.9372 | 927.8935 | 944.6076 | 943.007 | 922.4312 | 939.2943 | 956.1191 | 954.4739 | 946.5929 | 944.9472 | 961.828 | 960.1452 | 910.6136 | 927.3321 | 944.0114 | 942.2873 | 958.5316 | 975.7538 | 992.9354 | 991.1467 | 2454.8507 | 1719.9435 | 1737.8604 | 1736.8668 | 1702.1444 | 1701.1629 | 1718.8654 | 1717.8637 | 1730.1148 | 1748.3307 | 1766.5138 | 1765.4739 | 1743.1991 | 1761.5389 | 1779.8453 | 1778.7834 | 1752.2774 | 1770.7027 | 1789.0941 | 1788.0164 | -32997.5427 | 1805.3809 | 1824.1581 | 1823.0851 | 2237.5586 | 2261.3604 | 2285.1278 | 2284.0341 | 2179.0961 | 2202.2442 | 2225.3577 | 2224.2597 | 2141.918 | 2164.6465 | 2187.3403 | 2186.2355 | 2103.726 | 2102.6475 | 2124.664 | 2123.5633 | 2137.5687 | 2160.2218 | 2182.8393 | 2181.7066 | 2152.8767 | 2175.6857 | 2198.4586 | 2197.3113 | 2143.3129 | 2166.0006 | 2188.6518 | 2187.4891 | 2157.6326 | 2156.4891 | 2179.0316 | 2177.8646 | 2189.7837 | 2212.9519 | 2236.0824 | 2234.8826 | 2310.6735 | 2228.6058 | 2251.8562 | 2250.6038 | 2262.2567 | 2286.1359 | 2309.9744 | 2308.6774 | 2254.0157 | 2252.7382 | 2276.2029 | 2274.8991 | 2268.6537 | 2292.5761 | 2316.4567 | 2315.1308 | 2308.7759 | 2333.1223 | 2357.4263 | 2356.078 | 2349.6116 | -1.0658e-13 | -1.0658e-13 | -1.0658e-13 | -1.0658e-13 | -1.0658e-13
|  | FEP IRR – hold to maturity, levered, after tax | % | 12.19%
|  | FEP cash flow – hold to maturity, before tax | EUR k |  |  | 176836.8428 | -2792.1034 | 694.5686 | -809.958 | -124.1123 | -3121.2212 | -2460.1796 | -6303.527 | -6355.53 | -6338.0738 | -7193.4547 | 1558.9163 | 1583.3198 | 1582.3182 | 1165.5462 | 1185.9302 | 1206.2843 | 1205.3327 | 997.0494 | 1015.6237 | 1034.1702 | 1033.2829 | 1064.5111 | 1083.7852 | 1103.0297 | 1102.0911 | 1142.5155 | 1141.6044 | 1161.493 | 1160.5631 | 1076.8979 | 1096.2966 | 1115.6653 | 1114.7132 | 1029.8758 | 1048.7731 | 1067.6412 | 1066.711 | 1046.5512 | 1065.6202 | 1084.6595 | 1083.7152 | 1030.6015 | 1029.6598 | 1048.2874 | 1047.3264 | 1049.646 | 1068.6787 | 1087.6794 | 1086.6621 | 1027.4134 | 1046.1919 | 1064.9382 | 1063.9136 | 1042.7382 | 1061.6757 | 1080.5807 | 1079.5444 | 1072.0113 | 1070.9939 | 1089.9991 | 1088.9608 | 1036.0436 | 1054.901 | 1073.7255 | 1072.6833 | 1092.089 | 1111.5422 | 1130.9618 | 1129.8918 | 2591.2054 | 1858.5629 | 1877.9058 | 1876.8139 | 1839.0035 | 1837.9249 | 1857.0322 | 1855.9315 | 1870.0862 | 1889.7576 | 1909.3931 | 1908.2504 | 1884.4645 | 1904.2722 | 1924.0431 | 1922.8761 | 1894.4407 | 1914.3423 | 1934.2067 | 1933.0223 | -32858.0716 | 1866.871 | 1886.2189 | 1885.0398 | 2343.0781 | 2367.9475 | 2392.7791 | 2391.5771 | 2278.8336 | 2302.9846 | 2327.0977 | 2325.891 | 2237.9785 | 2261.6685 | 2285.3202 | 2284.1062 | 2194.7228 | 2193.5377 | 2216.4452 | 2215.2357 | 2233.1991 | 2256.8061 | 2280.3741 | 2279.1294 | 2250.021 | 2273.7994 | 2297.5382 | 2296.2774 | 2239.5113 | 2263.1565 | 2286.7615 | 2285.4837 | 2253.9608 | 2252.7043 | 2276.1898 | 2274.9074 | 2290.5781 | 2314.7513 | 2338.883 | 2337.5646 | 2423.4241 | 2449.0173 | 2474.5673 | 2473.191 | 2485.9964 | 2512.2373 | 2538.4334 | 2537.0081 | 2476.9404 | 2475.5365 | 2501.3219 | 2499.8892 | 2493.026 | 2519.3144 | 2545.5568 | 2544.0998 | 2537.1164 | 2563.8707 | 2590.5784 | 2589.0967 | 2581.9908 | -1.0658e-13 | -1.0658e-13 | -1.0658e-13 | -1.0658e-13 | -1.0658e-13
|  | FEP IRR – hold to maturity, levered, before tax | % | 13.05%
|  | FEP MOIC – hold to maturity | x | 3.3444
|  | FEP NPV – hold to maturity | EUR k | 15947.3966
|  | FEP capital invested – hold to maturity (outflows) | EUR k | 68495.7027
|  | PSH cash flow – hold to maturity | EUR k |  |  | 1355.3537 | -150 | 0 | 0 | 0 | 1505.3537 | 0 | 0 | 0 | 0 | 0 | 0 | 0 | 0 | 0 | 0 | 0 | 0 | 0 | 0 | 0 | 0 | 0 | 0 | 0 | 0 | 0 | 0 | 0 | 0 | 0 | 0 | 0 | 0 | 0 | 0 | 0 | 0 | 0 | 0 | 0 | 0 | 0 | 0 | 0 | 0 | 0 | 0 | 0 | 0 | 0 | 0 | 0 | 0 | 0 | 0 | 0 | 0 | 0 | 0 | 0 | 0 | 0 | 0 | 0 | 0 | 0 | 0 | 0 | 0 | 0 | 0 | 0 | 0 | 0 | 0 | 0 | 0 | 0 | 0 | 0 | 0 | 0 | 0 | 0 | 0 | 0 | 0 | 0 | 0 | 0 | 0 | 0 | 0 | 0 | 0 | 0 | 0 | 0 | 0 | 0 | 0 | 0 | 0 | 0 | 0 | 0 | 0 | 0 | 0 | 0 | 0 | 0 | 0 | 0 | 0 | 0 | 0 | 0 | 0 | 0 | 0 | 0 | 0 | 0 | 0 | 0 | 0 | 0 | 0 | 0 | 0 | 0 | 0 | 0 | 0 | 0 | 0 | 0 | 0 | 0 | 0 | 0 | 0 | 0 | 0 | 0 | 0 | 0 | 0 | 0 | 0 | 0 | 0 | 0 | 0
|  | Memo: PSH IRR – hold to maturity (on a 150 k€ in-kind apport) | % | 903.6%
***END***

## Calc_2
2 |  | Bid number
Project Zalahaláp – Calculations – B Aurora
|  | Period start | date | time axis 2025-10-01 to 2064-04-01
|  | Period end | date | time axis 2025-09-30 to 2064-06-30
|  | Days in period | days |  |  |  | 92 | 90 | 91 | 92 | 92 | 90 | 91 | 92 | 92 | 91 | 91 | 92 | 92 | 90 | 91 | 92 | 92 | 90 | 91 | 92 | 92 | 90 | 91 | 92 | 92 | 91 | 91 | 92 | 92 | 90 | 91 | 92 | 92 | 90 | 91 | 92 | 92 | 90 | 91 | 92 | 92 | 91 | 91 | 92 | 92 | 90 | 91 | 92 | 92 | 90 | 91 | 92 | 92 | 90 | 91 | 92 | 92 | 91 | 91 | 92 | 92 | 90 | 91 | 92 | 92 | 90 | 91 | 92 | 92 | 90 | 91 | 92 | 92 | 91 | 91 | 92 | 92 | 90 | 91 | 92 | 92 | 90 | 91 | 92 | 92 | 90 | 91 | 92 | 92 | 91 | 91 | 92 | 92 | 90 | 91 | 92 | 92 | 90 | 91 | 92 | 92 | 90 | 91 | 92 | 92 | 91 | 91 | 92 | 92 | 90 | 91 | 92 | 92 | 90 | 91 | 92 | 92 | 90 | 91 | 92 | 92 | 91 | 91 | 92 | 92 | 90 | 91 | 92 | 92 | 90 | 91 | 92 | 92 | 90 | 91 | 92 | 92 | 91 | 91 | 92 | 92 | 90 | 91 | 92 | 92 | 90 | 91 | 92 | 92 | 90 | 91 | 92 | 92 | 91 | 91
|  | Year fraction | factor |  |  |  | 0.25205 | 0.24658 | 0.24932 | 0.25205 | 0.25205 | 0.24658 | 0.24932 | 0.25205 | 0.25205 | 0.24932 | 0.24932 | 0.25205 | 0.25205 | 0.24658 | 0.24932 | 0.25205 | 0.25205 | 0.24658 | 0.24932 | 0.25205 | 0.25205 | 0.24658 | 0.24932 | 0.25205 | 0.25205 | 0.24932 | 0.24932 | 0.25205 | 0.25205 | 0.24658 | 0.24932 | 0.25205 | 0.25205 | 0.24658 | 0.24932 | 0.25205 | 0.25205 | 0.24658 | 0.24932 | 0.25205 | 0.25205 | 0.24932 | 0.24932 | 0.25205 | 0.25205 | 0.24658 | 0.24932 | 0.25205 | 0.25205 | 0.24658 | 0.24932 | 0.25205 | 0.25205 | 0.24658 | 0.24932 | 0.25205 | 0.25205 | 0.24932 | 0.24932 | 0.25205 | 0.25205 | 0.24658 | 0.24932 | 0.25205 | 0.25205 | 0.24658 | 0.24932 | 0.25205 | 0.25205 | 0.24658 | 0.24932 | 0.25205 | 0.25205 | 0.24932 | 0.24932 | 0.25205 | 0.25205 | 0.24658 | 0.24932 | 0.25205 | 0.25205 | 0.24658 | 0.24932 | 0.25205 | 0.25205 | 0.24658 | 0.24932 | 0.25205 | 0.25205 | 0.24932 | 0.24932 | 0.25205 | 0.25205 | 0.24658 | 0.24932 | 0.25205 | 0.25205 | 0.24658 | 0.24932 | 0.25205 | 0.25205 | 0.24658 | 0.24932 | 0.25205 | 0.25205 | 0.24932 | 0.24932 | 0.25205 | 0.25205 | 0.24658 | 0.24932 | 0.25205 | 0.25205 | 0.24658 | 0.24932 | 0.25205 | 0.25205 | 0.24658 | 0.24932 | 0.25205 | 0.25205 | 0.24932 | 0.24932 | 0.25205 | 0.25205 | 0.24658 | 0.24932 | 0.25205 | 0.25205 | 0.24658 | 0.24932 | 0.25205 | 0.25205 | 0.24658 | 0.24932 | 0.25205 | 0.25205 | 0.24932 | 0.24932 | 0.25205 | 0.25205 | 0.24658 | 0.24932 | 0.25205 | 0.25205 | 0.24658 | 0.24932 | 0.25205 | 0.25205 | 0.24658 | 0.24932 | 0.25205 | 0.25205 | 0.24932 | 0.24932
|  | Year | year |  |  |  | 2025 | 2026 | 2026 | 2026 | 2026 | 2027 | 2027 | 2027 | 2027 | 2028 | 2028 | 2028 | 2028 | 2029 | 2029 | 2029 | 2029 | 2030 | 2030 | 2030 | 2030 | 2031 | 2031 | 2031 | 2031 | 2032 | 2032 | 2032 | 2032 | 2033 | 2033 | 2033 | 2033 | 2034 | 2034 | 2034 | 2034 | 2035 | 2035 | 2035 | 2035 | 2036 | 2036 | 2036 | 2036 | 2037 | 2037 | 2037 | 2037 | 2038 | 2038 | 2038 | 2038 | 2039 | 2039 | 2039 | 2039 | 2040 | 2040 | 2040 | 2040 | 2041 | 2041 | 2041 | 2041 | 2042 | 2042 | 2042 | 2042 | 2043 | 2043 | 2043 | 2043 | 2044 | 2044 | 2044 | 2044 | 2045 | 2045 | 2045 | 2045 | 2046 | 2046 | 2046 | 2046 | 2047 | 2047 | 2047 | 2047 | 2048 | 2048 | 2048 | 2048 | 2049 | 2049 | 2049 | 2049 | 2050 | 2050 | 2050 | 2050 | 2051 | 2051 | 2051 | 2051 | 2052 | 2052 | 2052 | 2052 | 2053 | 2053 | 2053 | 2053 | 2054 | 2054 | 2054 | 2054 | 2055 | 2055 | 2055 | 2055 | 2056 | 2056 | 2056 | 2056 | 2057 | 2057 | 2057 | 2057 | 2058 | 2058 | 2058 | 2058 | 2059 | 2059 | 2059 | 2059 | 2060 | 2060 | 2060 | 2060 | 2061 | 2061 | 2061 | 2061 | 2062 | 2062 | 2062 | 2062 | 2063 | 2063 | 2063 | 2063 | 2064 | 2064
|  | Period counter | # |  |  |  | 1 | 2 | 3 | 4 | 5 | 6 | 7 | 8 | 9 | 10 | 11 | 12 | 13 | 14 | 15 | 16 | 17 | 18 | 19 | 20 | 21 | 22 | 23 | 24 | 25 | 26 | 27 | 28 | 29 | 30 | 31 | 32 | 33 | 34 | 35 | 36 | 37 | 38 | 39 | 40 | 41 | 42 | 43 | 44 | 45 | 46 | 47 | 48 | 49 | 50 | 51 | 52 | 53 | 54 | 55 | 56 | 57 | 58 | 59 | 60 | 61 | 62 | 63 | 64 | 65 | 66 | 67 | 68 | 69 | 70 | 71 | 72 | 73 | 74 | 75 | 76 | 77 | 78 | 79 | 80 | 81 | 82 | 83 | 84 | 85 | 86 | 87 | 88 | 89 | 90 | 91 | 92 | 93 | 94 | 95 | 96 | 97 | 98 | 99 | 100 | 101 | 102 | 103 | 104 | 105 | 106 | 107 | 108 | 109 | 110 | 111 | 112 | 113 | 114 | 115 | 116 | 117 | 118 | 119 | 120 | 121 | 122 | 123 | 124 | 125 | 126 | 127 | 128 | 129 | 130 | 131 | 132 | 133 | 134 | 135 | 136 | 137 | 138 | 139 | 140 | 141 | 142 | 143 | 144 | 145 | 146 | 147 | 148 | 149 | 150 | 151 | 152 | 153 | 154 | 155
x |  | Case and timing
|  | Revenue case (E: lever, F: column of the case table) | text | B | 2
|  | PV capacity (E: MWp) and grid export (F: MVA) | MW | 63 | 49.9
|  | Specific yield (E: case, F: after the yield set) | MWh/MWp | 1265 | 1265
|  | RtB (E) and RtB exit (F) | date | 2026-12-31 | 2027-03-31
|  | NTP (E) and COD (F) | date | 2027-06-30 | 2028-03-31
|  | Clipping, share of DC energy (case table) | % | 0%
|  | BESS built (E: MW, F: MWh) | MW | 50 | 200
|  | Acquisition and JV start | flag | 2025-11-30 |  | 1 | 1 | 0 | 0 | 0 | 0 | 0 | 0 | 0 | 0 | 0 | 0 | 0 | 0 | 0 | 0 | 0 | 0 | 0 | 0 | 0 | 0 | 0 | 0 | 0 | 0 | 0 | 0 | 0 | 0 | 0 | 0 | 0 | 0 | 0 | 0 | 0 | 0 | 0 | 0 | 0 | 0 | 0 | 0 | 0 | 0 | 0 | 0 | 0 | 0 | 0 | 0 | 0 | 0 | 0 | 0 | 0 | 0 | 0 | 0 | 0 | 0 | 0 | 0 | 0 | 0 | 0 | 0 | 0 | 0 | 0 | 0 | 0 | 0 | 0 | 0 | 0 | 0 | 0 | 0 | 0 | 0 | 0 | 0 | 0 | 0 | 0 | 0 | 0 | 0 | 0 | 0 | 0 | 0 | 0 | 0 | 0 | 0 | 0 | 0 | 0 | 0 | 0 | 0 | 0 | 0 | 0 | 0 | 0 | 0 | 0 | 0 | 0 | 0 | 0 | 0 | 0 | 0 | 0 | 0 | 0 | 0 | 0 | 0 | 0 | 0 | 0 | 0 | 0 | 0 | 0 | 0 | 0 | 0 | 0 | 0 | 0 | 0 | 0 | 0 | 0 | 0 | 0 | 0 | 0 | 0 | 0 | 0 | 0 | 0 | 0 | 0 | 0 | 0 | 0 | 0
|  | RtB exit (sale closing) | flag | 2027-03-31 |  | 1 | 0 | 0 | 0 | 0 | 0 | 1 | 0 | 0 | 0 | 0 | 0 | 0 | 0 | 0 | 0 | 0 | 0 | 0 | 0 | 0 | 0 | 0 | 0 | 0 | 0 | 0 | 0 | 0 | 0 | 0 | 0 | 0 | 0 | 0 | 0 | 0 | 0 | 0 | 0 | 0 | 0 | 0 | 0 | 0 | 0 | 0 | 0 | 0 | 0 | 0 | 0 | 0 | 0 | 0 | 0 | 0 | 0 | 0 | 0 | 0 | 0 | 0 | 0 | 0 | 0 | 0 | 0 | 0 | 0 | 0 | 0 | 0 | 0 | 0 | 0 | 0 | 0 | 0 | 0 | 0 | 0 | 0 | 0 | 0 | 0 | 0 | 0 | 0 | 0 | 0 | 0 | 0 | 0 | 0 | 0 | 0 | 0 | 0 | 0 | 0 | 0 | 0 | 0 | 0 | 0 | 0 | 0 | 0 | 0 | 0 | 0 | 0 | 0 | 0 | 0 | 0 | 0 | 0 | 0 | 0 | 0 | 0 | 0 | 0 | 0 | 0 | 0 | 0 | 0 | 0 | 0 | 0 | 0 | 0 | 0 | 0 | 0 | 0 | 0 | 0 | 0 | 0 | 0 | 0 | 0 | 0 | 0 | 0 | 0 | 0 | 0 | 0 | 0 | 0 | 0
|  | NTP | flag | 2027-06-30 |  | 1 | 0 | 0 | 0 | 0 | 0 | 0 | 1 | 0 | 0 | 0 | 0 | 0 | 0 | 0 | 0 | 0 | 0 | 0 | 0 | 0 | 0 | 0 | 0 | 0 | 0 | 0 | 0 | 0 | 0 | 0 | 0 | 0 | 0 | 0 | 0 | 0 | 0 | 0 | 0 | 0 | 0 | 0 | 0 | 0 | 0 | 0 | 0 | 0 | 0 | 0 | 0 | 0 | 0 | 0 | 0 | 0 | 0 | 0 | 0 | 0 | 0 | 0 | 0 | 0 | 0 | 0 | 0 | 0 | 0 | 0 | 0 | 0 | 0 | 0 | 0 | 0 | 0 | 0 | 0 | 0 | 0 | 0 | 0 | 0 | 0 | 0 | 0 | 0 | 0 | 0 | 0 | 0 | 0 | 0 | 0 | 0 | 0 | 0 | 0 | 0 | 0 | 0 | 0 | 0 | 0 | 0 | 0 | 0 | 0 | 0 | 0 | 0 | 0 | 0 | 0 | 0 | 0 | 0 | 0 | 0 | 0 | 0 | 0 | 0 | 0 | 0 | 0 | 0 | 0 | 0 | 0 | 0 | 0 | 0 | 0 | 0 | 0 | 0 | 0 | 0 | 0 | 0 | 0 | 0 | 0 | 0 | 0 | 0 | 0 | 0 | 0 | 0 | 0 | 0 | 0
|  | COD | flag | 2028-03-31 |  | 1 | 0 | 0 | 0 | 0 | 0 | 0 | 0 | 0 | 0 | 1 | 0 | 0 | 0 | 0 | 0 | 0 | 0 | 0 | 0 | 0 | 0 | 0 | 0 | 0 | 0 | 0 | 0 | 0 | 0 | 0 | 0 | 0 | 0 | 0 | 0 | 0 | 0 | 0 | 0 | 0 | 0 | 0 | 0 | 0 | 0 | 0 | 0 | 0 | 0 | 0 | 0 | 0 | 0 | 0 | 0 | 0 | 0 | 0 | 0 | 0 | 0 | 0 | 0 | 0 | 0 | 0 | 0 | 0 | 0 | 0 | 0 | 0 | 0 | 0 | 0 | 0 | 0 | 0 | 0 | 0 | 0 | 0 | 0 | 0 | 0 | 0 | 0 | 0 | 0 | 0 | 0 | 0 | 0 | 0 | 0 | 0 | 0 | 0 | 0 | 0 | 0 | 0 | 0 | 0 | 0 | 0 | 0 | 0 | 0 | 0 | 0 | 0 | 0 | 0 | 0 | 0 | 0 | 0 | 0 | 0 | 0 | 0 | 0 | 0 | 0 | 0 | 0 | 0 | 0 | 0 | 0 | 0 | 0 | 0 | 0 | 0 | 0 | 0 | 0 | 0 | 0 | 0 | 0 | 0 | 0 | 0 | 0 | 0 | 0 | 0 | 0 | 0 | 0 | 0 | 0
|  | Exit column on the timeline (buyer view at RtB) | # | 6
|  | COD column on the timeline (buyer view at COD) | # | 10
|  | After the exit period | flag |  |  |  | 0 | 0 | 0 | 0 | 0 | 0 | 1 | 1 | 1 | 1 | 1 | 1 | 1 | 1 | 1 | 1 | 1 | 1 | 1 | 1 | 1 | 1 | 1 | 1 | 1 | 1 | 1 | 1 | 1 | 1 | 1 | 1 | 1 | 1 | 1 | 1 | 1 | 1 | 1 | 1 | 1 | 1 | 1 | 1 | 1 | 1 | 1 | 1 | 1 | 1 | 1 | 1 | 1 | 1 | 1 | 1 | 1 | 1 | 1 | 1 | 1 | 1 | 1 | 1 | 1 | 1 | 1 | 1 | 1 | 1 | 1 | 1 | 1 | 1 | 1 | 1 | 1 | 1 | 1 | 1 | 1 | 1 | 1 | 1 | 1 | 1 | 1 | 1 | 1 | 1 | 1 | 1 | 1 | 1 | 1 | 1 | 1 | 1 | 1 | 1 | 1 | 1 | 1 | 1 | 1 | 1 | 1 | 1 | 1 | 1 | 1 | 1 | 1 | 1 | 1 | 1 | 1 | 1 | 1 | 1 | 1 | 1 | 1 | 1 | 1 | 1 | 1 | 1 | 1 | 1 | 1 | 1 | 1 | 1 | 1 | 1 | 1 | 1 | 1 | 1 | 1 | 1 | 1 | 1 | 1 | 1 | 1 | 1 | 1 | 1 | 1 | 1 | 1 | 1 | 1
|  | After COD | flag |  |  |  | 0 | 0 | 0 | 0 | 0 | 0 | 0 | 0 | 0 | 0 | 1 | 1 | 1 | 1 | 1 | 1 | 1 | 1 | 1 | 1 | 1 | 1 | 1 | 1 | 1 | 1 | 1 | 1 | 1 | 1 | 1 | 1 | 1 | 1 | 1 | 1 | 1 | 1 | 1 | 1 | 1 | 1 | 1 | 1 | 1 | 1 | 1 | 1 | 1 | 1 | 1 | 1 | 1 | 1 | 1 | 1 | 1 | 1 | 1 | 1 | 1 | 1 | 1 | 1 | 1 | 1 | 1 | 1 | 1 | 1 | 1 | 1 | 1 | 1 | 1 | 1 | 1 | 1 | 1 | 1 | 1 | 1 | 1 | 1 | 1 | 1 | 1 | 1 | 1 | 1 | 1 | 1 | 1 | 1 | 1 | 1 | 1 | 1 | 1 | 1 | 1 | 1 | 1 | 1 | 1 | 1 | 1 | 1 | 1 | 1 | 1 | 1 | 1 | 1 | 1 | 1 | 1 | 1 | 1 | 1 | 1 | 1 | 1 | 1 | 1 | 1 | 1 | 1 | 1 | 1 | 1 | 1 | 1 | 1 | 1 | 1 | 1 | 1 | 1 | 1 | 1 | 1 | 1 | 1 | 1 | 1 | 1 | 1 | 1 | 1 | 1 | 1 | 1 | 1 | 1
|  | Construction spread (NTP → COD) | factor | 2027-07-01 | 2028-03-31 | 1 | 0 | 0 | 0 | 0 | 0 | 0 | 0 | 0.33455 | 0.33455 | 0.33091 | 0 | 0 | 0 | 0 | 0 | 0 | 0 | 0 | 0 | 0 | 0 | 0 | 0 | 0 | 0 | 0 | 0 | 0 | 0 | 0 | 0 | 0 | 0 | 0 | 0 | 0 | 0 | 0 | 0 | 0 | 0 | 0 | 0 | 0 | 0 | 0 | 0 | 0 | 0 | 0 | 0 | 0 | 0 | 0 | 0 | 0 | 0 | 0 | 0 | 0 | 0 | 0 | 0 | 0 | 0 | 0 | 0 | 0 | 0 | 0 | 0 | 0 | 0 | 0 | 0 | 0 | 0 | 0 | 0 | 0 | 0 | 0 | 0 | 0 | 0 | 0 | 0 | 0 | 0 | 0 | 0 | 0 | 0 | 0 | 0 | 0 | 0 | 0 | 0 | 0 | 0 | 0 | 0 | 0 | 0 | 0 | 0 | 0 | 0 | 0 | 0 | 0 | 0 | 0 | 0 | 0 | 0 | 0 | 0 | 0 | 0 | 0 | 0 | 0 | 0 | 0 | 0 | 0 | 0 | 0 | 0 | 0 | 0 | 0 | 0 | 0 | 0 | 0 | 0 | 0 | 0 | 0 | 0 | 0 | 0 | 0 | 0 | 0 | 0 | 0 | 0 | 0 | 0 | 0 | 0
|  | Operations (COD → end of life) | flag | 2028-04-01 | 2063-03-31 |  | 0 | 0 | 0 | 0 | 0 | 0 | 0 | 0 | 0 | 0 | 1 | 1 | 1 | 1 | 1 | 1 | 1 | 1 | 1 | 1 | 1 | 1 | 1 | 1 | 1 | 1 | 1 | 1 | 1 | 1 | 1 | 1 | 1 | 1 | 1 | 1 | 1 | 1 | 1 | 1 | 1 | 1 | 1 | 1 | 1 | 1 | 1 | 1 | 1 | 1 | 1 | 1 | 1 | 1 | 1 | 1 | 1 | 1 | 1 | 1 | 1 | 1 | 1 | 1 | 1 | 1 | 1 | 1 | 1 | 1 | 1 | 1 | 1 | 1 | 1 | 1 | 1 | 1 | 1 | 1 | 1 | 1 | 1 | 1 | 1 | 1 | 1 | 1 | 1 | 1 | 1 | 1 | 1 | 1 | 1 | 1 | 1 | 1 | 1 | 1 | 1 | 1 | 1 | 1 | 1 | 1 | 1 | 1 | 1 | 1 | 1 | 1 | 1 | 1 | 1 | 1 | 1 | 1 | 1 | 1 | 1 | 1 | 1 | 1 | 1 | 1 | 1 | 1 | 1 | 1 | 1 | 1 | 1 | 1 | 1 | 1 | 1 | 1 | 1 | 1 | 1 | 1 | 1 | 1 | 1 | 1 | 1 | 1 | 1 | 1 | 0 | 0 | 0 | 0 | 0
|  | Operating years elapsed at the period start | years |  |  |  | 0 | 0 | 0 | 0 | 0 | 0 | 0 | 0 | 0 | 0 | 0 | 0.24932 | 0.50137 | 0.75342 | 1 | 1.2493 | 1.5014 | 1.7534 | 2 | 2.2493 | 2.5014 | 2.7534 | 3 | 3.2493 | 3.5014 | 3.7534 | 4.0027 | 4.2521 | 4.5041 | 4.7562 | 5.0027 | 5.2521 | 5.5041 | 5.7562 | 6.0027 | 6.2521 | 6.5041 | 6.7562 | 7.0027 | 7.2521 | 7.5041 | 7.7562 | 8.0055 | 8.2548 | 8.5068 | 8.7589 | 9.0055 | 9.2548 | 9.5068 | 9.7589 | 10.0055 | 10.2548 | 10.5068 | 10.7589 | 11.0055 | 11.2548 | 11.5068 | 11.7589 | 12.0082 | 12.2575 | 12.5096 | 12.7616 | 13.0082 | 13.2575 | 13.5096 | 13.7616 | 14.0082 | 14.2575 | 14.5096 | 14.7616 | 15.0082 | 15.2575 | 15.5096 | 15.7616 | 16.011 | 16.2603 | 16.5123 | 16.7644 | 17.011 | 17.2603 | 17.5123 | 17.7644 | 18.011 | 18.2603 | 18.5123 | 18.7644 | 19.011 | 19.2603 | 19.5123 | 19.7644 | 20.0137 | 20.263 | 20.5151 | 20.7671 | 21.0137 | 21.263 | 21.5151 | 21.7671 | 22.0137 | 22.263 | 22.5151 | 22.7671 | 23.0137 | 23.263 | 23.5151 | 23.7671 | 24.0164 | 24.2658 | 24.5178 | 24.7699 | 25.0164 | 25.2658 | 25.5178 | 25.7699 | 26.0164 | 26.2658 | 26.5178 | 26.7699 | 27.0164 | 27.2658 | 27.5178 | 27.7699 | 28.0192 | 28.2685 | 28.5205 | 28.7726 | 29.0192 | 29.2685 | 29.5205 | 29.7726 | 30.0192 | 30.2685 | 30.5205 | 30.7726 | 31.0192 | 31.2685 | 31.5205 | 31.7726 | 32.0219 | 32.2712 | 32.5233 | 32.7753 | 33.0219 | 33.2712 | 33.5233 | 33.7753 | 34.0219 | 34.2712 | 34.5233 | 34.7753 | 35.0219 | 35.2712 | 35.5233 | 35.7753 | 36.0247
|  | DSA loan spread (acquisition → RtB) | factor | 2025-12-01 | 2026-12-31 | 1 | 0.078283 | 0.22727 | 0.2298 | 0.23232 | 0.23232 | 0 | 0 | 0 | 0 | 0 | 0 | 0 | 0 | 0 | 0 | 0 | 0 | 0 | 0 | 0 | 0 | 0 | 0 | 0 | 0 | 0 | 0 | 0 | 0 | 0 | 0 | 0 | 0 | 0 | 0 | 0 | 0 | 0 | 0 | 0 | 0 | 0 | 0 | 0 | 0 | 0 | 0 | 0 | 0 | 0 | 0 | 0 | 0 | 0 | 0 | 0 | 0 | 0 | 0 | 0 | 0 | 0 | 0 | 0 | 0 | 0 | 0 | 0 | 0 | 0 | 0 | 0 | 0 | 0 | 0 | 0 | 0 | 0 | 0 | 0 | 0 | 0 | 0 | 0 | 0 | 0 | 0 | 0 | 0 | 0 | 0 | 0 | 0 | 0 | 0 | 0 | 0 | 0 | 0 | 0 | 0 | 0 | 0 | 0 | 0 | 0 | 0 | 0 | 0 | 0 | 0 | 0 | 0 | 0 | 0 | 0 | 0 | 0 | 0 | 0 | 0 | 0 | 0 | 0 | 0 | 0 | 0 | 0 | 0 | 0 | 0 | 0 | 0 | 0 | 0 | 0 | 0 | 0 | 0 | 0 | 0 | 0 | 0 | 0 | 0 | 0 | 0 | 0 | 0 | 0 | 0 | 0 | 0 | 0 | 0
|  | Pre-RtB development cost spread | factor | 2026-10-01 | 2027-03-31 | 1 | 0 | 0 | 0 | 0 | 0.50549 | 0.49451 | 0 | 0 | 0 | 0 | 0 | 0 | 0 | 0 | 0 | 0 | 0 | 0 | 0 | 0 | 0 | 0 | 0 | 0 | 0 | 0 | 0 | 0 | 0 | 0 | 0 | 0 | 0 | 0 | 0 | 0 | 0 | 0 | 0 | 0 | 0 | 0 | 0 | 0 | 0 | 0 | 0 | 0 | 0 | 0 | 0 | 0 | 0 | 0 | 0 | 0 | 0 | 0 | 0 | 0 | 0 | 0 | 0 | 0 | 0 | 0 | 0 | 0 | 0 | 0 | 0 | 0 | 0 | 0 | 0 | 0 | 0 | 0 | 0 | 0 | 0 | 0 | 0 | 0 | 0 | 0 | 0 | 0 | 0 | 0 | 0 | 0 | 0 | 0 | 0 | 0 | 0 | 0 | 0 | 0 | 0 | 0 | 0 | 0 | 0 | 0 | 0 | 0 | 0 | 0 | 0 | 0 | 0 | 0 | 0 | 0 | 0 | 0 | 0 | 0 | 0 | 0 | 0 | 0 | 0 | 0 | 0 | 0 | 0 | 0 | 0 | 0 | 0 | 0 | 0 | 0 | 0 | 0 | 0 | 0 | 0 | 0 | 0 | 0 | 0 | 0 | 0 | 0 | 0 | 0 | 0 | 0 | 0 | 0 | 0
|  | Debt repayment period | flag | 2028-04-01 | 2043-03-31 |  | 0 | 0 | 0 | 0 | 0 | 0 | 0 | 0 | 0 | 0 | 1 | 1 | 1 | 1 | 1 | 1 | 1 | 1 | 1 | 1 | 1 | 1 | 1 | 1 | 1 | 1 | 1 | 1 | 1 | 1 | 1 | 1 | 1 | 1 | 1 | 1 | 1 | 1 | 1 | 1 | 1 | 1 | 1 | 1 | 1 | 1 | 1 | 1 | 1 | 1 | 1 | 1 | 1 | 1 | 1 | 1 | 1 | 1 | 1 | 1 | 1 | 1 | 1 | 1 | 1 | 1 | 1 | 1 | 1 | 1 | 0 | 0 | 0 | 0 | 0 | 0 | 0 | 0 | 0 | 0 | 0 | 0 | 0 | 0 | 0 | 0 | 0 | 0 | 0 | 0 | 0 | 0 | 0 | 0 | 0 | 0 | 0 | 0 | 0 | 0 | 0 | 0 | 0 | 0 | 0 | 0 | 0 | 0 | 0 | 0 | 0 | 0 | 0 | 0 | 0 | 0 | 0 | 0 | 0 | 0 | 0 | 0 | 0 | 0 | 0 | 0 | 0 | 0 | 0 | 0 | 0 | 0 | 0 | 0 | 0 | 0 | 0 | 0 | 0 | 0 | 0 | 0 | 0 | 0 | 0 | 0 | 0 | 0 | 0 | 0 | 0 | 0 | 0 | 0 | 0
|  | Last debt repayment | flag | 2043-03-31 |  | 1 | 0 | 0 | 0 | 0 | 0 | 0 | 0 | 0 | 0 | 0 | 0 | 0 | 0 | 0 | 0 | 0 | 0 | 0 | 0 | 0 | 0 | 0 | 0 | 0 | 0 | 0 | 0 | 0 | 0 | 0 | 0 | 0 | 0 | 0 | 0 | 0 | 0 | 0 | 0 | 0 | 0 | 0 | 0 | 0 | 0 | 0 | 0 | 0 | 0 | 0 | 0 | 0 | 0 | 0 | 0 | 0 | 0 | 0 | 0 | 0 | 0 | 0 | 0 | 0 | 0 | 0 | 0 | 0 | 0 | 1 | 0 | 0 | 0 | 0 | 0 | 0 | 0 | 0 | 0 | 0 | 0 | 0 | 0 | 0 | 0 | 0 | 0 | 0 | 0 | 0 | 0 | 0 | 0 | 0 | 0 | 0 | 0 | 0 | 0 | 0 | 0 | 0 | 0 | 0 | 0 | 0 | 0 | 0 | 0 | 0 | 0 | 0 | 0 | 0 | 0 | 0 | 0 | 0 | 0 | 0 | 0 | 0 | 0 | 0 | 0 | 0 | 0 | 0 | 0 | 0 | 0 | 0 | 0 | 0 | 0 | 0 | 0 | 0 | 0 | 0 | 0 | 0 | 0 | 0 | 0 | 0 | 0 | 0 | 0 | 0 | 0 | 0 | 0 | 0 | 0
|  | Tax depreciation spread: PV, grid, development | factor | 2028-04-01 | 2058-03-31 | 1 | 0 | 0 | 0 | 0 | 0 | 0 | 0 | 0 | 0 | 0 | 0.0083052 | 0.0083965 | 0.0083965 | 0.0082139 | 0.0083052 | 0.0083965 | 0.0083965 | 0.0082139 | 0.0083052 | 0.0083965 | 0.0083965 | 0.0082139 | 0.0083052 | 0.0083965 | 0.0083965 | 0.0083052 | 0.0083052 | 0.0083965 | 0.0083965 | 0.0082139 | 0.0083052 | 0.0083965 | 0.0083965 | 0.0082139 | 0.0083052 | 0.0083965 | 0.0083965 | 0.0082139 | 0.0083052 | 0.0083965 | 0.0083965 | 0.0083052 | 0.0083052 | 0.0083965 | 0.0083965 | 0.0082139 | 0.0083052 | 0.0083965 | 0.0083965 | 0.0082139 | 0.0083052 | 0.0083965 | 0.0083965 | 0.0082139 | 0.0083052 | 0.0083965 | 0.0083965 | 0.0083052 | 0.0083052 | 0.0083965 | 0.0083965 | 0.0082139 | 0.0083052 | 0.0083965 | 0.0083965 | 0.0082139 | 0.0083052 | 0.0083965 | 0.0083965 | 0.0082139 | 0.0083052 | 0.0083965 | 0.0083965 | 0.0083052 | 0.0083052 | 0.0083965 | 0.0083965 | 0.0082139 | 0.0083052 | 0.0083965 | 0.0083965 | 0.0082139 | 0.0083052 | 0.0083965 | 0.0083965 | 0.0082139 | 0.0083052 | 0.0083965 | 0.0083965 | 0.0083052 | 0.0083052 | 0.0083965 | 0.0083965 | 0.0082139 | 0.0083052 | 0.0083965 | 0.0083965 | 0.0082139 | 0.0083052 | 0.0083965 | 0.0083965 | 0.0082139 | 0.0083052 | 0.0083965 | 0.0083965 | 0.0083052 | 0.0083052 | 0.0083965 | 0.0083965 | 0.0082139 | 0.0083052 | 0.0083965 | 0.0083965 | 0.0082139 | 0.0083052 | 0.0083965 | 0.0083965 | 0.0082139 | 0.0083052 | 0.0083965 | 0.0083965 | 0.0083052 | 0.0083052 | 0.0083965 | 0.0083965 | 0.0082139 | 0.0083052 | 0.0083965 | 0.0083965 | 0.0082139 | 0 | 0 | 0 | 0 | 0 | 0 | 0 | 0 | 0 | 0 | 0 | 0 | 0 | 0 | 0 | 0 | 0 | 0 | 0 | 0 | 0 | 0 | 0 | 0 | 0
|  | Tax depreciation spread: BESS | factor | 2028-04-01 | 2038-03-31 | 1 | 0 | 0 | 0 | 0 | 0 | 0 | 0 | 0 | 0 | 0 | 0.024918 | 0.025192 | 0.025192 | 0.024644 | 0.024918 | 0.025192 | 0.025192 | 0.024644 | 0.024918 | 0.025192 | 0.025192 | 0.024644 | 0.024918 | 0.025192 | 0.025192 | 0.024918 | 0.024918 | 0.025192 | 0.025192 | 0.024644 | 0.024918 | 0.025192 | 0.025192 | 0.024644 | 0.024918 | 0.025192 | 0.025192 | 0.024644 | 0.024918 | 0.025192 | 0.025192 | 0.024918 | 0.024918 | 0.025192 | 0.025192 | 0.024644 | 0.024918 | 0.025192 | 0.025192 | 0.024644 | 0 | 0 | 0 | 0 | 0 | 0 | 0 | 0 | 0 | 0 | 0 | 0 | 0 | 0 | 0 | 0 | 0 | 0 | 0 | 0 | 0 | 0 | 0 | 0 | 0 | 0 | 0 | 0 | 0 | 0 | 0 | 0 | 0 | 0 | 0 | 0 | 0 | 0 | 0 | 0 | 0 | 0 | 0 | 0 | 0 | 0 | 0 | 0 | 0 | 0 | 0 | 0 | 0 | 0 | 0 | 0 | 0 | 0 | 0 | 0 | 0 | 0 | 0 | 0 | 0 | 0 | 0 | 0 | 0 | 0 | 0 | 0 | 0 | 0 | 0 | 0 | 0 | 0 | 0 | 0 | 0 | 0 | 0 | 0 | 0 | 0 | 0 | 0 | 0 | 0 | 0 | 0 | 0 | 0 | 0 | 0 | 0 | 0 | 0 | 0 | 0 | 0 | 0 | 0 | 0
|  | Debt compounding index (E: at COD, F: rate per period) | factor | 1.1323 | 1.25% |  | 1.0125 | 1.0252 | 1.038 | 1.0509 | 1.0641 | 1.0774 | 1.0909 | 1.1045 | 1.1183 | 1.1323 | 1.1464 | 1.1608 | 1.1753 | 1.19 | 1.2048 | 1.2199 | 1.2351 | 1.2506 | 1.2662 | 1.282 | 1.2981 | 1.3143 | 1.3307 | 1.3474 | 1.3642 | 1.3812 | 1.3985 | 1.416 | 1.4337 | 1.4516 | 1.4698 | 1.4881 | 1.5067 | 1.5256 | 1.5446 | 1.5639 | 1.5835 | 1.6033 | 1.6233 | 1.6436 | 1.6642 | 1.685 | 1.706 | 1.7274 | 1.7489 | 1.7708 | 1.7929 | 1.8154 | 1.838 | 1.861 | 1.8843 | 1.9078 | 1.9317 | 1.9558 | 1.9803 | 2.005 | 2.0301 | 2.0555 | 2.0812 | 2.1072 | 2.1335 | 2.1602 | 2.1872 | 2.2145 | 2.2422 | 2.2702 | 2.2986 | 2.3274 | 2.3564 | 2.3859 | 2.4157 | 2.4459 | 2.4765 | 2.5075 | 2.5388 | 2.5705 | 2.6027 | 2.6352 | 2.6681 | 2.7015 | 2.7353 | 2.7694 | 2.8041 | 2.8391 | 2.8746 | 2.9105 | 2.9469 | 2.9838 | 3.021 | 3.0588 | 3.097 | 3.1358 | 3.175 | 3.2146 | 3.2548 | 3.2955 | 3.3367 | 3.3784 | 3.4206 | 3.4634 | 3.5067 | 3.5505 | 3.5949 | 3.6398 | 3.6853 | 3.7314 | 3.7781 | 3.8253 | 3.8731 | 3.9215 | 3.9705 | 4.0202 | 4.0704 | 4.1213 | 4.1728 | 4.225 | 4.2778 | 4.3313 | 4.3854 | 4.4402 | 4.4957 | 4.5519 | 4.6088 | 4.6664 | 4.7248 | 4.7838 | 4.8436 | 4.9042 | 4.9655 | 5.0275 | 5.0904 | 5.154 | 5.2184 | 5.2837 | 5.3497 | 5.4166 | 5.4843 | 5.5528 | 5.6222 | 5.6925 | 5.7637 | 5.8357 | 5.9087 | 5.9825 | 6.0573 | 6.133 | 6.2097 | 6.2873 | 6.3659 | 6.4455 | 6.526 | 6.6076 | 6.6902 | 6.7738 | 6.8585
|  | 31-Dec capitalisation | flag |  |  |  | 1 | 0 | 0 | 0 | 1 | 0 | 0 | 0 | 1 | 0 | 0 | 0 | 1 | 0 | 0 | 0 | 1 | 0 | 0 | 0 | 1 | 0 | 0 | 0 | 1 | 0 | 0 | 0 | 1 | 0 | 0 | 0 | 1 | 0 | 0 | 0 | 1 | 0 | 0 | 0 | 1 | 0 | 0 | 0 | 1 | 0 | 0 | 0 | 1 | 0 | 0 | 0 | 1 | 0 | 0 | 0 | 1 | 0 | 0 | 0 | 1 | 0 | 0 | 0 | 1 | 0 | 0 | 0 | 1 | 0 | 0 | 0 | 1 | 0 | 0 | 0 | 1 | 0 | 0 | 0 | 1 | 0 | 0 | 0 | 1 | 0 | 0 | 0 | 1 | 0 | 0 | 0 | 1 | 0 | 0 | 0 | 1 | 0 | 0 | 0 | 1 | 0 | 0 | 0 | 1 | 0 | 0 | 0 | 1 | 0 | 0 | 0 | 1 | 0 | 0 | 0 | 1 | 0 | 0 | 0 | 1 | 0 | 0 | 0 | 1 | 0 | 0 | 0 | 1 | 0 | 0 | 0 | 1 | 0 | 0 | 0 | 1 | 0 | 0 | 0 | 1 | 0 | 0 | 0 | 1 | 0 | 0 | 0 | 1 | 0 | 0 | 0 | 1 | 0 | 0
|  | First quarter of the year | flag |  |  |  | 0 | 1 | 0 | 0 | 0 | 1 | 0 | 0 | 0 | 1 | 0 | 0 | 0 | 1 | 0 | 0 | 0 | 1 | 0 | 0 | 0 | 1 | 0 | 0 | 0 | 1 | 0 | 0 | 0 | 1 | 0 | 0 | 0 | 1 | 0 | 0 | 0 | 1 | 0 | 0 | 0 | 1 | 0 | 0 | 0 | 1 | 0 | 0 | 0 | 1 | 0 | 0 | 0 | 1 | 0 | 0 | 0 | 1 | 0 | 0 | 0 | 1 | 0 | 0 | 0 | 1 | 0 | 0 | 0 | 1 | 0 | 0 | 0 | 1 | 0 | 0 | 0 | 1 | 0 | 0 | 0 | 1 | 0 | 0 | 0 | 1 | 0 | 0 | 0 | 1 | 0 | 0 | 0 | 1 | 0 | 0 | 0 | 1 | 0 | 0 | 0 | 1 | 0 | 0 | 0 | 1 | 0 | 0 | 0 | 1 | 0 | 0 | 0 | 1 | 0 | 0 | 0 | 1 | 0 | 0 | 0 | 1 | 0 | 0 | 0 | 1 | 0 | 0 | 0 | 1 | 0 | 0 | 0 | 1 | 0 | 0 | 0 | 1 | 0 | 0 | 0 | 1 | 0 | 0 | 0 | 1 | 0 | 0 | 0 | 1 | 0 | 0 | 0 | 1 | 0
x |  | Prices (real 2025 curves × Aurora euro index)
|  | Aurora euro index | factor |  |  |  | 1 | 1.019 | 1.019 | 1.019 | 1.019 | 1.0404 | 1.0404 | 1.0404 | 1.0404 | 1.0614 | 1.0614 | 1.0614 | 1.0614 | 1.083 | 1.083 | 1.083 | 1.083 | 1.1052 | 1.1052 | 1.1052 | 1.1052 | 1.1273 | 1.1273 | 1.1273 | 1.1273 | 1.1498 | 1.1498 | 1.1498 | 1.1498 | 1.1728 | 1.1728 | 1.1728 | 1.1728 | 1.1963 | 1.1963 | 1.1963 | 1.1963 | 1.2202 | 1.2202 | 1.2202 | 1.2202 | 1.2446 | 1.2446 | 1.2446 | 1.2446 | 1.2695 | 1.2695 | 1.2695 | 1.2695 | 1.2949 | 1.2949 | 1.2949 | 1.2949 | 1.3208 | 1.3208 | 1.3208 | 1.3208 | 1.3472 | 1.3472 | 1.3472 | 1.3472 | 1.3741 | 1.3741 | 1.3741 | 1.3741 | 1.4016 | 1.4016 | 1.4016 | 1.4016 | 1.4297 | 1.4297 | 1.4297 | 1.4297 | 1.4583 | 1.4583 | 1.4583 | 1.4583 | 1.4874 | 1.4874 | 1.4874 | 1.4874 | 1.5172 | 1.5172 | 1.5172 | 1.5172 | 1.5475 | 1.5475 | 1.5475 | 1.5475 | 1.5785 | 1.5785 | 1.5785 | 1.5785 | 1.61 | 1.61 | 1.61 | 1.61 | 1.6422 | 1.6422 | 1.6422 | 1.6422 | 1.6751 | 1.6751 | 1.6751 | 1.6751 | 1.7086 | 1.7086 | 1.7086 | 1.7086 | 1.7427 | 1.7427 | 1.7427 | 1.7427 | 1.7776 | 1.7776 | 1.7776 | 1.7776 | 1.8132 | 1.8132 | 1.8132 | 1.8132 | 1.8494 | 1.8494 | 1.8494 | 1.8494 | 1.8864 | 1.8864 | 1.8864 | 1.8864 | 1.9241 | 1.9241 | 1.9241 | 1.9241 | 1.9626 | 1.9626 | 1.9626 | 1.9626 | 2.0019 | 2.0019 | 2.0019 | 2.0019 | 2.0419 | 2.0419 | 2.0419 | 2.0419 | 2.0827 | 2.0827 | 2.0827 | 2.0827 | 2.1244 | 2.1244 | 2.1244 | 2.1244 | 2.1669 | 2.1669
|  | PV price, direct export, real 2025 (E: curve) | EUR/MWh | DC 4h direct |  |  | 0 | 0 | 0 | 0 | 0 | 107.454 | 107.454 | 107.454 | 107.454 | 97.3856 | 97.3856 | 97.3856 | 97.3856 | 90.5761 | 90.5761 | 90.5761 | 90.5761 | 82.5179 | 82.5179 | 82.5179 | 82.5179 | 82.8206 | 82.8206 | 82.8206 | 82.8206 | 77.0899 | 77.0899 | 77.0899 | 77.0899 | 76.0439 | 76.0439 | 76.0439 | 76.0439 | 71.1067 | 71.1067 | 71.1067 | 71.1067 | 69.4358 | 69.4358 | 69.4358 | 69.4358 | 68.22 | 68.22 | 68.22 | 68.22 | 70.3869 | 70.3869 | 70.3869 | 70.3869 | 69.7856 | 69.7856 | 69.7856 | 69.7856 | 68.1024 | 68.1024 | 68.1024 | 68.1024 | 65.2511 | 65.2511 | 65.2511 | 65.2511 | 62.521 | 62.521 | 62.521 | 62.521 | 62.6574 | 62.6574 | 62.6574 | 62.6574 | 62.2634 | 62.2634 | 62.2634 | 62.2634 | 61.0063 | 61.0063 | 61.0063 | 61.0063 | 62.5756 | 62.5756 | 62.5756 | 62.5756 | 62.3782 | 62.3782 | 62.3782 | 62.3782 | 62.0202 | 62.0202 | 62.0202 | 62.0202 | 59.2423 | 59.2423 | 59.2423 | 59.2423 | 70.8269 | 70.8269 | 70.8269 | 70.8269 | 68.0892 | 68.0892 | 68.0892 | 68.0892 | 66.5775 | 66.5775 | 66.5775 | 66.5775 | 64.5692 | 64.5692 | 64.5692 | 64.5692 | 63.5251 | 63.5251 | 63.5251 | 63.5251 | 62.2032 | 62.2032 | 62.2032 | 62.2032 | 61.1448 | 61.1448 | 61.1448 | 61.1448 | 59.041 | 59.041 | 59.041 | 59.041 | 58.8771 | 58.8771 | 58.8771 | 58.8771 | 57.9147 | 57.9147 | 57.9147 | 57.9147 | 57.8271 | 57.8271 | 57.8271 | 57.8271 | 56.5852 | 56.5852 | 56.5852 | 56.5852 | 56.5852 | 56.5852 | 56.5852 | 56.5852 | 56.5852 | 56.5852 | 56.5852 | 56.5852 | 56.5852 | 56.5852 | 56.5852 | 56.5852 | 56.5852 | 56.5852
|  | PV price, energy sent to the BESS, real 2025 (E: curve) | EUR/MWh | DC 4h transfer |  |  | 0 | 0 | 0 | 0 | 0 | 36.5514 | 36.5514 | 36.5514 | 36.5514 | 36.0974 | 36.0974 | 36.0974 | 36.0974 | 35.9964 | 35.9964 | 35.9964 | 35.9964 | 29.777 | 29.777 | 29.777 | 29.777 | 31.6361 | 31.6361 | 31.6361 | 31.6361 | 27.4286 | 27.4286 | 27.4286 | 27.4286 | 30.3525 | 30.3525 | 30.3525 | 30.3525 | 26.813 | 26.813 | 26.813 | 26.813 | 26.5965 | 26.5965 | 26.5965 | 26.5965 | 26.4609 | 26.4609 | 26.4609 | 26.4609 | 28.1635 | 28.1635 | 28.1635 | 28.1635 | 29.4927 | 29.4927 | 29.4927 | 29.4927 | 28.0371 | 28.0371 | 28.0371 | 28.0371 | 27.2333 | 27.2333 | 27.2333 | 27.2333 | 25.0667 | 25.0667 | 25.0667 | 25.0667 | 24.1914 | 24.1914 | 24.1914 | 24.1914 | 24.2165 | 24.2165 | 24.2165 | 24.2165 | 22.6253 | 22.6253 | 22.6253 | 22.6253 | 23.3825 | 23.3825 | 23.3825 | 23.3825 | 24.4625 | 24.4625 | 24.4625 | 24.4625 | 22.629 | 22.629 | 22.629 | 22.629 | 18.9154 | 18.9154 | 18.9154 | 18.9154 | 22.4668 | 22.4668 | 22.4668 | 22.4668 | 20.9732 | 20.9732 | 20.9732 | 20.9732 | 20.3422 | 20.3422 | 20.3422 | 20.3422 | 18.8503 | 18.8503 | 18.8503 | 18.8503 | 19.5503 | 19.5503 | 19.5503 | 19.5503 | 19.0554 | 19.0554 | 19.0554 | 19.0554 | 18.4011 | 18.4011 | 18.4011 | 18.4011 | 17.8 | 17.8 | 17.8 | 17.8 | 18.2656 | 18.2656 | 18.2656 | 18.2656 | 19.4126 | 19.4126 | 19.4126 | 19.4126 | 20.6359 | 20.6359 | 20.6359 | 20.6359 | 20.3404 | 20.3404 | 20.3404 | 20.3404 | 20.3404 | 20.3404 | 20.3404 | 20.3404 | 20.3404 | 20.3404 | 20.3404 | 20.3404 | 20.3404 | 20.3404 | 20.3404 | 20.3404 | 20.3404 | 20.3404
|  | PV merchant price, direct export, nominal (price set applied) | EUR/MWh |  |  |  | 0 | 0 | 0 | 0 | 0 | 111.795 | 111.795 | 111.795 | 111.795 | 103.3615 | 103.3615 | 103.3615 | 103.3615 | 98.0963 | 98.0963 | 98.0963 | 98.0963 | 91.1966 | 91.1966 | 91.1966 | 91.1966 | 93.3617 | 93.3617 | 93.3617 | 93.3617 | 88.6397 | 88.6397 | 88.6397 | 88.6397 | 89.1856 | 89.1856 | 89.1856 | 89.1856 | 85.0632 | 85.0632 | 85.0632 | 85.0632 | 84.7256 | 84.7256 | 84.7256 | 84.7256 | 84.9069 | 84.9069 | 84.9069 | 84.9069 | 89.3559 | 89.3559 | 89.3559 | 89.3559 | 90.3644 | 90.3644 | 90.3644 | 90.3644 | 89.9486 | 89.9486 | 89.9486 | 89.9486 | 87.9063 | 87.9063 | 87.9063 | 87.9063 | 85.9128 | 85.9128 | 85.9128 | 85.9128 | 87.8223 | 87.8223 | 87.8223 | 87.8223 | 89.0154 | 89.0154 | 89.0154 | 89.0154 | 88.9626 | 88.9626 | 88.9626 | 88.9626 | 93.0761 | 93.0761 | 93.0761 | 93.0761 | 94.6381 | 94.6381 | 94.6381 | 94.6381 | 95.9768 | 95.9768 | 95.9768 | 95.9768 | 93.5115 | 93.5115 | 93.5115 | 93.5115 | 114.0333 | 114.0333 | 114.0333 | 114.0333 | 111.8181 | 111.8181 | 111.8181 | 111.8181 | 111.5223 | 111.5223 | 111.5223 | 111.5223 | 110.3213 | 110.3213 | 110.3213 | 110.3213 | 110.7082 | 110.7082 | 110.7082 | 110.7082 | 110.5725 | 110.5725 | 110.5725 | 110.5725 | 110.865 | 110.865 | 110.865 | 110.865 | 109.1915 | 109.1915 | 109.1915 | 109.1915 | 111.0661 | 111.0661 | 111.0661 | 111.0661 | 111.4357 | 111.4357 | 111.4357 | 111.4357 | 113.4924 | 113.4924 | 113.4924 | 113.4924 | 113.2762 | 113.2762 | 113.2762 | 113.2762 | 115.5417 | 115.5417 | 115.5417 | 115.5417 | 117.8525 | 117.8525 | 117.8525 | 117.8525 | 120.2096 | 120.2096 | 120.2096 | 120.2096 | 122.6138 | 122.6138
|  | PV transfer price to the BESS, nominal (price set applied) | EUR/MWh |  |  |  | 0 | 0 | 0 | 0 | 0 | 38.0281 | 38.0281 | 38.0281 | 38.0281 | 38.3124 | 38.3124 | 38.3124 | 38.3124 | 38.985 | 38.985 | 38.985 | 38.985 | 32.9088 | 32.9088 | 32.9088 | 32.9088 | 35.6627 | 35.6627 | 35.6627 | 35.6627 | 31.538 | 31.538 | 31.538 | 31.538 | 35.5979 | 35.5979 | 35.5979 | 35.5979 | 32.0758 | 32.0758 | 32.0758 | 32.0758 | 32.4531 | 32.4531 | 32.4531 | 32.4531 | 32.9333 | 32.9333 | 32.9333 | 32.9333 | 35.7534 | 35.7534 | 35.7534 | 35.7534 | 38.1897 | 38.1897 | 38.1897 | 38.1897 | 37.031 | 37.031 | 37.031 | 37.031 | 36.6887 | 36.6887 | 36.6887 | 36.6887 | 34.4452 | 34.4452 | 34.4452 | 34.4452 | 33.9073 | 33.9073 | 33.9073 | 33.9073 | 34.6214 | 34.6214 | 34.6214 | 34.6214 | 32.9935 | 32.9935 | 32.9935 | 32.9935 | 34.7795 | 34.7795 | 34.7795 | 34.7795 | 37.1136 | 37.1136 | 37.1136 | 37.1136 | 35.0186 | 35.0186 | 35.0186 | 35.0186 | 29.8572 | 29.8572 | 29.8572 | 29.8572 | 36.1721 | 36.1721 | 36.1721 | 36.1721 | 34.4428 | 34.4428 | 34.4428 | 34.4428 | 34.0748 | 34.0748 | 34.0748 | 34.0748 | 32.2071 | 32.2071 | 32.2071 | 32.2071 | 34.0712 | 34.0712 | 34.0712 | 34.0712 | 33.873 | 33.873 | 33.873 | 33.873 | 33.364 | 33.364 | 33.364 | 33.364 | 32.9196 | 32.9196 | 32.9196 | 32.9196 | 34.4563 | 34.4563 | 34.4563 | 34.4563 | 37.3525 | 37.3525 | 37.3525 | 37.3525 | 40.5004 | 40.5004 | 40.5004 | 40.5004 | 40.7189 | 40.7189 | 40.7189 | 40.7189 | 41.5332 | 41.5332 | 41.5332 | 41.5332 | 42.3639 | 42.3639 | 42.3639 | 42.3639 | 43.2112 | 43.2112 | 43.2112 | 43.2112 | 44.0754 | 44.0754
|  | Guarantee of origin price, nominal | EUR/MWh |  |  |  | 1.75 | 1.7832 | 1.7832 | 1.7832 | 1.7832 | 1.8207 | 1.8207 | 1.8207 | 1.8207 | 1.8574 | 1.8574 | 1.8574 | 1.8574 | 1.8953 | 1.8953 | 1.8953 | 1.8953 | 1.9341 | 1.9341 | 1.9341 | 1.9341 | 1.9727 | 1.9727 | 1.9727 | 1.9727 | 2.0122 | 2.0122 | 2.0122 | 2.0122 | 2.0524 | 2.0524 | 2.0524 | 2.0524 | 2.0935 | 2.0935 | 2.0935 | 2.0935 | 2.1353 | 2.1353 | 2.1353 | 2.1353 | 2.1781 | 2.1781 | 2.1781 | 2.1781 | 2.2216 | 2.2216 | 2.2216 | 2.2216 | 2.2661 | 2.2661 | 2.2661 | 2.2661 | 2.3114 | 2.3114 | 2.3114 | 2.3114 | 2.3576 | 2.3576 | 2.3576 | 2.3576 | 2.4048 | 2.4048 | 2.4048 | 2.4048 | 2.4528 | 2.4528 | 2.4528 | 2.4528 | 2.5019 | 2.5019 | 2.5019 | 2.5019 | 2.5519 | 2.5519 | 2.5519 | 2.5519 | 2.603 | 2.603 | 2.603 | 2.603 | 2.655 | 2.655 | 2.655 | 2.655 | 2.7081 | 2.7081 | 2.7081 | 2.7081 | 2.7623 | 2.7623 | 2.7623 | 2.7623 | 2.8175 | 2.8175 | 2.8175 | 2.8175 | 2.8739 | 2.8739 | 2.8739 | 2.8739 | 2.9314 | 2.9314 | 2.9314 | 2.9314 | 2.99 | 2.99 | 2.99 | 2.99 | 3.0498 | 3.0498 | 3.0498 | 3.0498 | 3.1108 | 3.1108 | 3.1108 | 3.1108 | 3.173 | 3.173 | 3.173 | 3.173 | 3.2365 | 3.2365 | 3.2365 | 3.2365 | 3.3012 | 3.3012 | 3.3012 | 3.3012 | 3.3672 | 3.3672 | 3.3672 | 3.3672 | 3.4346 | 3.4346 | 3.4346 | 3.4346 | 3.5033 | 3.5033 | 3.5033 | 3.5033 | 3.5733 | 3.5733 | 3.5733 | 3.5733 | 3.6448 | 3.6448 | 3.6448 | 3.6448 | 3.7177 | 3.7177 | 3.7177 | 3.7177 | 3.7921 | 3.7921
|  | BESS storage total cashflow, real 2025 (E: curve) | EUR k/MW | DC 4h |  |  | 0 | 0 | 0 | 0 | 0 | 186.9751 | 186.9751 | 186.9751 | 186.9751 | 163.0964 | 163.0964 | 163.0964 | 163.0964 | 126.1987 | 126.1987 | 126.1987 | 126.1987 | 110.6063 | 110.6063 | 110.6063 | 110.6063 | 109.7652 | 109.7652 | 109.7652 | 109.7652 | 116.9016 | 116.9016 | 116.9016 | 116.9016 | 104.5569 | 104.5569 | 104.5569 | 104.5569 | 100.306 | 100.306 | 100.306 | 100.306 | 101.6863 | 101.6863 | 101.6863 | 101.6863 | 93.1984 | 93.1984 | 93.1984 | 93.1984 | 90.1416 | 90.1416 | 90.1416 | 90.1416 | 87.4808 | 87.4808 | 87.4808 | 87.4808 | 86.93 | 86.93 | 86.93 | 86.93 | 89.1015 | 89.1015 | 89.1015 | 89.1015 | 87.4713 | 87.4713 | 87.4713 | 87.4713 | 86.6951 | 86.6951 | 86.6951 | 86.6951 | 83.1562 | 83.1562 | 83.1562 | 83.1562 | 80.8572 | 80.8572 | 80.8572 | 80.8572 | 80.2517 | 80.2517 | 80.2517 | 80.2517 | 82.5953 | 82.5953 | 82.5953 | 82.5953 | 80.4917 | 80.4917 | 80.4917 | 80.4917 | 81.955 | 81.955 | 81.955 | 81.955 | 102.8596 | 102.8596 | 102.8596 | 102.8596 | 101.8349 | 101.8349 | 101.8349 | 101.8349 | 100.5564 | 100.5564 | 100.5564 | 100.5564 | 98.6447 | 98.6447 | 98.6447 | 98.6447 | 98.9139 | 98.9139 | 98.9139 | 98.9139 | 96.6053 | 96.6053 | 96.6053 | 96.6053 | 96.5951 | 96.5951 | 96.5951 | 96.5951 | 96.8796 | 96.8796 | 96.8796 | 96.8796 | 92.8973 | 92.8973 | 92.8973 | 92.8973 | 94.0855 | 94.0855 | 94.0855 | 94.0855 | 94.2926 | 94.2926 | 94.2926 | 94.2926 | 91.149 | 91.149 | 91.149 | 91.149 | 91.149 | 91.149 | 91.149 | 91.149 | 91.149 | 91.149 | 91.149 | 91.149 | 91.149 | 91.149 | 91.149 | 91.149 | 91.149 | 91.149
|  | Stack kept with PV-only charging (E: curve) | factor | DC 4h |  |  | 1 | 1 | 1 | 1 | 1 | 0.77913 | 0.77913 | 0.77913 | 0.77913 | 0.83311 | 0.83311 | 0.83311 | 0.83311 | 0.87953 | 0.87953 | 0.87953 | 0.87953 | 0.93621 | 0.93621 | 0.93621 | 0.93621 | 0.93592 | 0.93592 | 0.93592 | 0.93592 | 0.91366 | 0.91366 | 0.91366 | 0.91366 | 0.96269 | 0.96269 | 0.96269 | 0.96269 | 0.98225 | 0.98225 | 0.98225 | 0.98225 | 0.96019 | 0.96019 | 0.96019 | 0.96019 | 0.99842 | 0.99842 | 0.99842 | 0.99842 | 1.0154 | 1.0154 | 1.0154 | 1.0154 | 1.0299 | 1.0299 | 1.0299 | 1.0299 | 1.0052 | 1.0052 | 1.0052 | 1.0052 | 0.97385 | 0.97385 | 0.97385 | 0.97385 | 0.97115 | 0.97115 | 0.97115 | 0.97115 | 0.98765 | 0.98765 | 0.98765 | 0.98765 | 1.0333 | 1.0333 | 1.0333 | 1.0333 | 1.0369 | 1.0369 | 1.0369 | 1.0369 | 1.027 | 1.027 | 1.027 | 1.027 | 0.95515 | 0.95515 | 0.95515 | 0.95515 | 0.96677 | 0.96677 | 0.96677 | 0.96677 | 0.91908 | 0.91908 | 0.91908 | 0.91908 | 0.9627 | 0.9627 | 0.9627 | 0.9627 | 0.92964 | 0.92964 | 0.92964 | 0.92964 | 0.90956 | 0.90956 | 0.90956 | 0.90956 | 0.89029 | 0.89029 | 0.89029 | 0.89029 | 0.89026 | 0.89026 | 0.89026 | 0.89026 | 0.9036 | 0.9036 | 0.9036 | 0.9036 | 0.88243 | 0.88243 | 0.88243 | 0.88243 | 0.86684 | 0.86684 | 0.86684 | 0.86684 | 0.90559 | 0.90559 | 0.90559 | 0.90559 | 0.91542 | 0.91542 | 0.91542 | 0.91542 | 0.90723 | 0.90723 | 0.90723 | 0.90723 | 0.91179 | 0.91179 | 0.91179 | 0.91179 | 0.91179 | 0.91179 | 0.91179 | 0.91179 | 0.91179 | 0.91179 | 0.91179 | 0.91179 | 0.91179 | 0.91179 | 0.91179 | 0.91179 | 0.91179 | 0.91179
|  | aFRR-down and FCR share of the stack (E: curve) | factor | DC 4h |  |  | 0 | 0 | 0 | 0 | 0 | 0.16712 | 0.16712 | 0.16712 | 0.16712 | 0.1251 | 0.1251 | 0.1251 | 0.1251 | 0.11067 | 0.11067 | 0.11067 | 0.11067 | 0.12183 | 0.12183 | 0.12183 | 0.12183 | 0.12357 | 0.12357 | 0.12357 | 0.12357 | 0.11764 | 0.11764 | 0.11764 | 0.11764 | 0.1141 | 0.1141 | 0.1141 | 0.1141 | 0.12046 | 0.12046 | 0.12046 | 0.12046 | 0.13585 | 0.13585 | 0.13585 | 0.13585 | 0.14117 | 0.14117 | 0.14117 | 0.14117 | 0.13681 | 0.13681 | 0.13681 | 0.13681 | 0.14991 | 0.14991 | 0.14991 | 0.14991 | 0.1514 | 0.1514 | 0.1514 | 0.1514 | 0.14701 | 0.14701 | 0.14701 | 0.14701 | 0.14526 | 0.14526 | 0.14526 | 0.14526 | 0.15087 | 0.15087 | 0.15087 | 0.15087 | 0.15549 | 0.15549 | 0.15549 | 0.15549 | 0.15505 | 0.15505 | 0.15505 | 0.15505 | 0.1517 | 0.1517 | 0.1517 | 0.1517 | 0.15771 | 0.15771 | 0.15771 | 0.15771 | 0.16092 | 0.16092 | 0.16092 | 0.16092 | 0.15601 | 0.15601 | 0.15601 | 0.15601 | 0.11886 | 0.11886 | 0.11886 | 0.11886 | 0.12095 | 0.12095 | 0.12095 | 0.12095 | 0.12522 | 0.12522 | 0.12522 | 0.12522 | 0.12656 | 0.12656 | 0.12656 | 0.12656 | 0.12711 | 0.12711 | 0.12711 | 0.12711 | 0.12807 | 0.12807 | 0.12807 | 0.12807 | 0.1263 | 0.1263 | 0.1263 | 0.1263 | 0.12288 | 0.12288 | 0.12288 | 0.12288 | 0.12596 | 0.12596 | 0.12596 | 0.12596 | 0.12194 | 0.12194 | 0.12194 | 0.12194 | 0.1249 | 0.1249 | 0.1249 | 0.1249 | 0.13528 | 0.13528 | 0.13528 | 0.13528 | 0.13528 | 0.13528 | 0.13528 | 0.13528 | 0.13528 | 0.13528 | 0.13528 | 0.13528 | 0.13528 | 0.13528 | 0.13528 | 0.13528 | 0.13528 | 0.13528
|  | Stack kept without grid charging | factor |  |  |  | 1 | 1 | 1 | 1 | 1 | 0.77913 | 0.77913 | 0.77913 | 0.77913 | 0.83311 | 0.83311 | 0.83311 | 0.83311 | 0.87953 | 0.87953 | 0.87953 | 0.87953 | 0.93621 | 0.93621 | 0.93621 | 0.93621 | 0.93592 | 0.93592 | 0.93592 | 0.93592 | 0.91366 | 0.91366 | 0.91366 | 0.91366 | 0.96269 | 0.96269 | 0.96269 | 0.96269 | 0.98225 | 0.98225 | 0.98225 | 0.98225 | 0.96019 | 0.96019 | 0.96019 | 0.96019 | 0.99842 | 0.99842 | 0.99842 | 0.99842 | 1 | 1 | 1 | 1 | 1 | 1 | 1 | 1 | 1 | 1 | 1 | 1 | 0.97385 | 0.97385 | 0.97385 | 0.97385 | 0.97115 | 0.97115 | 0.97115 | 0.97115 | 0.98765 | 0.98765 | 0.98765 | 0.98765 | 1 | 1 | 1 | 1 | 1 | 1 | 1 | 1 | 1 | 1 | 1 | 1 | 0.95515 | 0.95515 | 0.95515 | 0.95515 | 0.96677 | 0.96677 | 0.96677 | 0.96677 | 0.91908 | 0.91908 | 0.91908 | 0.91908 | 0.9627 | 0.9627 | 0.9627 | 0.9627 | 0.92964 | 0.92964 | 0.92964 | 0.92964 | 0.90956 | 0.90956 | 0.90956 | 0.90956 | 0.89029 | 0.89029 | 0.89029 | 0.89029 | 0.89026 | 0.89026 | 0.89026 | 0.89026 | 0.9036 | 0.9036 | 0.9036 | 0.9036 | 0.88243 | 0.88243 | 0.88243 | 0.88243 | 0.86684 | 0.86684 | 0.86684 | 0.86684 | 0.90559 | 0.90559 | 0.90559 | 0.90559 | 0.91542 | 0.91542 | 0.91542 | 0.91542 | 0.90723 | 0.90723 | 0.90723 | 0.90723 | 0.91179 | 0.91179 | 0.91179 | 0.91179 | 0.91179 | 0.91179 | 0.91179 | 0.91179 | 0.91179 | 0.91179 | 0.91179 | 0.91179 | 0.91179 | 0.91179 | 0.91179 | 0.91179 | 0.91179 | 0.91179
|  | Grid charging allowed: import ÷ BESS MW (E) | % | 0%
|  | BESS merchant revenue per MW-year, nominal (haircut, availability, charging) | EUR k/MW |  |  |  | 0 | 0 | 0 | 0 | 0 | 151.5634 | 151.5634 | 151.5634 | 151.5634 | 144.2146 | 144.2146 | 144.2146 | 144.2146 | 120.2115 | 120.2115 | 120.2115 | 120.2115 | 114.4414 | 114.4414 | 114.4414 | 114.4414 | 115.8066 | 115.8066 | 115.8066 | 115.8066 | 122.8111 | 122.8111 | 122.8111 | 122.8111 | 118.0507 | 118.0507 | 118.0507 | 118.0507 | 117.8641 | 117.8641 | 117.8641 | 117.8641 | 119.1378 | 119.1378 | 119.1378 | 119.1378 | 115.812 | 115.812 | 115.812 | 115.812 | 114.4344 | 114.4344 | 114.4344 | 114.4344 | 113.2777 | 113.2777 | 113.2777 | 113.2777 | 114.8158 | 114.8158 | 114.8158 | 114.8158 | 116.8981 | 116.8981 | 116.8981 | 116.8981 | 116.731 | 116.731 | 116.731 | 116.731 | 120.0134 | 120.0134 | 120.0134 | 120.0134 | 118.885 | 118.885 | 118.885 | 118.885 | 117.9101 | 117.9101 | 117.9101 | 117.9101 | 119.3678 | 119.3678 | 119.3678 | 119.3678 | 119.6911 | 119.6911 | 119.6911 | 119.6911 | 120.4224 | 120.4224 | 120.4224 | 120.4224 | 118.8948 | 118.8948 | 118.8948 | 118.8948 | 159.4301 | 159.4301 | 159.4301 | 159.4301 | 155.4699 | 155.4699 | 155.4699 | 155.4699 | 153.2066 | 153.2066 | 153.2066 | 153.2066 | 150.0514 | 150.0514 | 150.0514 | 150.0514 | 153.4644 | 153.4644 | 153.4644 | 153.4644 | 155.1721 | 155.1721 | 155.1721 | 155.1721 | 154.5505 | 154.5505 | 154.5505 | 154.5505 | 155.3118 | 155.3118 | 155.3118 | 155.3118 | 158.6972 | 158.6972 | 158.6972 | 158.6972 | 165.7208 | 165.7208 | 165.7208 | 165.7208 | 167.8914 | 167.8914 | 167.8914 | 167.8914 | 166.3725 | 166.3725 | 166.3725 | 166.3725 | 169.6999 | 169.6999 | 169.6999 | 169.6999 | 173.0939 | 173.0939 | 173.0939 | 173.0939 | 176.5558 | 176.5558 | 176.5558 | 176.5558 | 180.0869 | 180.0869
|  | BESS repower year (E: used, F: repower year of the curve) | year | 2048 | 2048
|  | BESS in service (0 from the repower year if not repowered) | flag | bar: 1 to 155
x |  | Offtake offers (case C; merchant tail after the tenor)
|  | Offer applies on this sheet (case table) | flag | 0
|  | PV offer: column (E), fixed price (F: 1 = yes) | # | 2 | 1
|  | PV offer handling fee: share (E), floor (F) | EUR/MWh | 0% | 0
|  | PV offer: fee cap (E), fixed price (F) | EUR/MWh | 0 | 43.96
|  | PV offer in force (E: start, F: end) | factor | 2028-01-01 | 2030-12-31 |  | 0 | 0 | 0 | 0 | 0 | 0 | 0 | 0 | 0 | 0 | 0 | 0 | 0 | 0 | 0 | 0 | 0 | 0 | 0 | 0 | 0 | 0 | 0 | 0 | 0 | 0 | 0 | 0 | 0 | 0 | 0 | 0 | 0 | 0 | 0 | 0 | 0 | 0 | 0 | 0 | 0 | 0 | 0 | 0 | 0 | 0 | 0 | 0 | 0 | 0 | 0 | 0 | 0 | 0 | 0 | 0 | 0 | 0 | 0 | 0 | 0 | 0 | 0 | 0 | 0 | 0 | 0 | 0 | 0 | 0 | 0 | 0 | 0 | 0 | 0 | 0 | 0 | 0 | 0 | 0 | 0 | 0 | 0 | 0 | 0 | 0 | 0 | 0 | 0 | 0 | 0 | 0 | 0 | 0 | 0 | 0 | 0 | 0 | 0 | 0 | 0 | 0 | 0 | 0 | 0 | 0 | 0 | 0 | 0 | 0 | 0 | 0 | 0 | 0 | 0 | 0 | 0 | 0 | 0 | 0 | 0 | 0 | 0 | 0 | 0 | 0 | 0 | 0 | 0 | 0 | 0 | 0 | 0 | 0 | 0 | 0 | 0 | 0 | 0 | 0 | 0 | 0 | 0 | 0 | 0 | 0 | 0 | 0 | 0 | 0 | 0 | 0 | 0 | 0 | 0
|  | PV offer handling fee | EUR/MWh |  |  |  | 0 | 0 | 0 | 0 | 0 | 0 | 0 | 0 | 0 | 0 | 0 | 0 | 0 | 0 | 0 | 0 | 0 | 0 | 0 | 0 | 0 | 0 | 0 | 0 | 0 | 0 | 0 | 0 | 0 | 0 | 0 | 0 | 0 | 0 | 0 | 0 | 0 | 0 | 0 | 0 | 0 | 0 | 0 | 0 | 0 | 0 | 0 | 0 | 0 | 0 | 0 | 0 | 0 | 0 | 0 | 0 | 0 | 0 | 0 | 0 | 0 | 0 | 0 | 0 | 0 | 0 | 0 | 0 | 0 | 0 | 0 | 0 | 0 | 0 | 0 | 0 | 0 | 0 | 0 | 0 | 0 | 0 | 0 | 0 | 0 | 0 | 0 | 0 | 0 | 0 | 0 | 0 | 0 | 0 | 0 | 0 | 0 | 0 | 0 | 0 | 0 | 0 | 0 | 0 | 0 | 0 | 0 | 0 | 0 | 0 | 0 | 0 | 0 | 0 | 0 | 0 | 0 | 0 | 0 | 0 | 0 | 0 | 0 | 0 | 0 | 0 | 0 | 0 | 0 | 0 | 0 | 0 | 0 | 0 | 0 | 0 | 0 | 0 | 0 | 0 | 0 | 0 | 0 | 0 | 0 | 0 | 0 | 0 | 0 | 0 | 0 | 0 | 0 | 0 | 0
|  | PV price received on direct export (offer in force, else merchant) | EUR/MWh |  |  |  | 0 | 0 | 0 | 0 | 0 | 111.795 | 111.795 | 111.795 | 111.795 | 103.3615 | 103.3615 | 103.3615 | 103.3615 | 98.0963 | 98.0963 | 98.0963 | 98.0963 | 91.1966 | 91.1966 | 91.1966 | 91.1966 | 93.3617 | 93.3617 | 93.3617 | 93.3617 | 88.6397 | 88.6397 | 88.6397 | 88.6397 | 89.1856 | 89.1856 | 89.1856 | 89.1856 | 85.0632 | 85.0632 | 85.0632 | 85.0632 | 84.7256 | 84.7256 | 84.7256 | 84.7256 | 84.9069 | 84.9069 | 84.9069 | 84.9069 | 89.3559 | 89.3559 | 89.3559 | 89.3559 | 90.3644 | 90.3644 | 90.3644 | 90.3644 | 89.9486 | 89.9486 | 89.9486 | 89.9486 | 87.9063 | 87.9063 | 87.9063 | 87.9063 | 85.9128 | 85.9128 | 85.9128 | 85.9128 | 87.8223 | 87.8223 | 87.8223 | 87.8223 | 89.0154 | 89.0154 | 89.0154 | 89.0154 | 88.9626 | 88.9626 | 88.9626 | 88.9626 | 93.0761 | 93.0761 | 93.0761 | 93.0761 | 94.6381 | 94.6381 | 94.6381 | 94.6381 | 95.9768 | 95.9768 | 95.9768 | 95.9768 | 93.5115 | 93.5115 | 93.5115 | 93.5115 | 114.0333 | 114.0333 | 114.0333 | 114.0333 | 111.8181 | 111.8181 | 111.8181 | 111.8181 | 111.5223 | 111.5223 | 111.5223 | 111.5223 | 110.3213 | 110.3213 | 110.3213 | 110.3213 | 110.7082 | 110.7082 | 110.7082 | 110.7082 | 110.5725 | 110.5725 | 110.5725 | 110.5725 | 110.865 | 110.865 | 110.865 | 110.865 | 109.1915 | 109.1915 | 109.1915 | 109.1915 | 111.0661 | 111.0661 | 111.0661 | 111.0661 | 111.4357 | 111.4357 | 111.4357 | 111.4357 | 113.4924 | 113.4924 | 113.4924 | 113.4924 | 113.2762 | 113.2762 | 113.2762 | 113.2762 | 115.5417 | 115.5417 | 115.5417 | 115.5417 | 117.8525 | 117.8525 | 117.8525 | 117.8525 | 120.2096 | 120.2096 | 120.2096 | 120.2096 | 122.6138 | 122.6138
|  | BESS offer: column (E), fixed fee per MW-year, not scaled above the offer (F) | EUR k/MW | 3 | 49.7
|  | BESS offer duration ≠ built duration (E: 1 = yes) | flag | 0
|  | BESS offer: owner share (E), grid charge deducted (F) | EUR k/MW | 0% | 0
|  | BESS offer in force (E: start, F: end) | factor | 2028-01-01 | 2030-12-31 |  | 0 | 0 | 0 | 0 | 0 | 0 | 0 | 0 | 0 | 0 | 0 | 0 | 0 | 0 | 0 | 0 | 0 | 0 | 0 | 0 | 0 | 0 | 0 | 0 | 0 | 0 | 0 | 0 | 0 | 0 | 0 | 0 | 0 | 0 | 0 | 0 | 0 | 0 | 0 | 0 | 0 | 0 | 0 | 0 | 0 | 0 | 0 | 0 | 0 | 0 | 0 | 0 | 0 | 0 | 0 | 0 | 0 | 0 | 0 | 0 | 0 | 0 | 0 | 0 | 0 | 0 | 0 | 0 | 0 | 0 | 0 | 0 | 0 | 0 | 0 | 0 | 0 | 0 | 0 | 0 | 0 | 0 | 0 | 0 | 0 | 0 | 0 | 0 | 0 | 0 | 0 | 0 | 0 | 0 | 0 | 0 | 0 | 0 | 0 | 0 | 0 | 0 | 0 | 0 | 0 | 0 | 0 | 0 | 0 | 0 | 0 | 0 | 0 | 0 | 0 | 0 | 0 | 0 | 0 | 0 | 0 | 0 | 0 | 0 | 0 | 0 | 0 | 0 | 0 | 0 | 0 | 0 | 0 | 0 | 0 | 0 | 0 | 0 | 0 | 0 | 0 | 0 | 0 | 0 | 0 | 0 | 0 | 0 | 0 | 0 | 0 | 0 | 0 | 0 | 0
|  | E.ON band table row this year (0 = none; E: bands apply) | # | 0 |  |  | 0 | 0 | 0 | 0 | 0 | 0 | 0 | 0 | 0 | 0 | 0 | 0 | 0 | 0 | 0 | 0 | 0 | 0 | 0 | 0 | 0 | 0 | 0 | 0 | 0 | 0 | 0 | 0 | 0 | 0 | 0 | 0 | 0 | 0 | 0 | 0 | 0 | 0 | 0 | 0 | 0 | 0 | 0 | 0 | 0 | 0 | 0 | 0 | 0 | 0 | 0 | 0 | 0 | 0 | 0 | 0 | 0 | 0 | 0 | 0 | 0 | 0 | 0 | 0 | 0 | 0 | 0 | 0 | 0 | 0 | 0 | 0 | 0 | 0 | 0 | 0 | 0 | 0 | 0 | 0 | 0 | 0 | 0 | 0 | 0 | 0 | 0 | 0 | 0 | 0 | 0 | 0 | 0 | 0 | 0 | 0 | 0 | 0 | 0 | 0 | 0 | 0 | 0 | 0 | 0 | 0 | 0 | 0 | 0 | 0 | 0 | 0 | 0 | 0 | 0 | 0 | 0 | 0 | 0 | 0 | 0 | 0 | 0 | 0 | 0 | 0 | 0 | 0 | 0 | 0 | 0 | 0 | 0 | 0 | 0 | 0 | 0 | 0 | 0 | 0 | 0 | 0 | 0 | 0 | 0 | 0 | 0 | 0 | 0 | 0 | 0 | 0 | 0 | 0 | 0
|  | Band table row looked up | # | bar: 1 to 155
|  | E.ON fee on the stack, by band | EUR k/MW |  |  |  | 0 | 0 | 0 | 0 | 0 | 0 | 0 | 0 | 0 | 0 | 0 | 0 | 0 | 0 | 0 | 0 | 0 | 0 | 0 | 0 | 0 | 0 | 0 | 0 | 0 | 0 | 0 | 0 | 0 | 0 | 0 | 0 | 0 | 0 | 0 | 0 | 0 | 0 | 0 | 0 | 0 | 0 | 0 | 0 | 0 | 0 | 0 | 0 | 0 | 0 | 0 | 0 | 0 | 0 | 0 | 0 | 0 | 0 | 0 | 0 | 0 | 0 | 0 | 0 | 0 | 0 | 0 | 0 | 0 | 0 | 0 | 0 | 0 | 0 | 0 | 0 | 0 | 0 | 0 | 0 | 0 | 0 | 0 | 0 | 0 | 0 | 0 | 0 | 0 | 0 | 0 | 0 | 0 | 0 | 0 | 0 | 0 | 0 | 0 | 0 | 0 | 0 | 0 | 0 | 0 | 0 | 0 | 0 | 0 | 0 | 0 | 0 | 0 | 0 | 0 | 0 | 0 | 0 | 0 | 0 | 0 | 0 | 0 | 0 | 0 | 0 | 0 | 0 | 0 | 0 | 0 | 0 | 0 | 0 | 0 | 0 | 0 | 0 | 0 | 0 | 0 | 0 | 0 | 0 | 0 | 0 | 0 | 0 | 0 | 0 | 0 | 0 | 0 | 0 | 0
|  | Guaranteed floor in band years | EUR k/MW |  |  |  | 0 | 0 | 0 | 0 | 0 | 0 | 0 | 0 | 0 | 0 | 0 | 0 | 0 | 0 | 0 | 0 | 0 | 0 | 0 | 0 | 0 | 0 | 0 | 0 | 0 | 0 | 0 | 0 | 0 | 0 | 0 | 0 | 0 | 0 | 0 | 0 | 0 | 0 | 0 | 0 | 0 | 0 | 0 | 0 | 0 | 0 | 0 | 0 | 0 | 0 | 0 | 0 | 0 | 0 | 0 | 0 | 0 | 0 | 0 | 0 | 0 | 0 | 0 | 0 | 0 | 0 | 0 | 0 | 0 | 0 | 0 | 0 | 0 | 0 | 0 | 0 | 0 | 0 | 0 | 0 | 0 | 0 | 0 | 0 | 0 | 0 | 0 | 0 | 0 | 0 | 0 | 0 | 0 | 0 | 0 | 0 | 0 | 0 | 0 | 0 | 0 | 0 | 0 | 0 | 0 | 0 | 0 | 0 | 0 | 0 | 0 | 0 | 0 | 0 | 0 | 0 | 0 | 0 | 0 | 0 | 0 | 0 | 0 | 0 | 0 | 0 | 0 | 0 | 0 | 0 | 0 | 0 | 0 | 0 | 0 | 0 | 0 | 0 | 0 | 0 | 0 | 0 | 0 | 0 | 0 | 0 | 0 | 0 | 0 | 0 | 0 | 0 | 0 | 0 | 0
|  | Owner share of the stack above the fixed fee | % | bar: 1 to 155
|  | Owner BESS revenue per MW-year under the offer | EUR k/MW |  |  |  | 49.7 | 49.7 | 49.7 | 49.7 | 49.7 | 49.7 | 49.7 | 49.7 | 49.7 | 49.7 | 49.7 | 49.7 | 49.7 | 49.7 | 49.7 | 49.7 | 49.7 | 49.7 | 49.7 | 49.7 | 49.7 | 49.7 | 49.7 | 49.7 | 49.7 | 49.7 | 49.7 | 49.7 | 49.7 | 49.7 | 49.7 | 49.7 | 49.7 | 49.7 | 49.7 | 49.7 | 49.7 | 49.7 | 49.7 | 49.7 | 49.7 | 49.7 | 49.7 | 49.7 | 49.7 | 49.7 | 49.7 | 49.7 | 49.7 | 49.7 | 49.7 | 49.7 | 49.7 | 49.7 | 49.7 | 49.7 | 49.7 | 49.7 | 49.7 | 49.7 | 49.7 | 49.7 | 49.7 | 49.7 | 49.7 | 49.7 | 49.7 | 49.7 | 49.7 | 49.7 | 49.7 | 49.7 | 49.7 | 49.7 | 49.7 | 49.7 | 49.7 | 49.7 | 49.7 | 49.7 | 49.7 | 49.7 | 49.7 | 49.7 | 49.7 | 49.7 | 49.7 | 49.7 | 49.7 | 49.7 | 49.7 | 49.7 | 49.7 | 49.7 | 49.7 | 49.7 | 49.7 | 49.7 | 49.7 | 49.7 | 49.7 | 49.7 | 49.7 | 49.7 | 49.7 | 49.7 | 49.7 | 49.7 | 49.7 | 49.7 | 49.7 | 49.7 | 49.7 | 49.7 | 49.7 | 49.7 | 49.7 | 49.7 | 49.7 | 49.7 | 49.7 | 49.7 | 49.7 | 49.7 | 49.7 | 49.7 | 49.7 | 49.7 | 49.7 | 49.7 | 49.7 | 49.7 | 49.7 | 49.7 | 49.7 | 49.7 | 49.7 | 49.7 | 49.7 | 49.7 | 49.7 | 49.7 | 49.7 | 49.7 | 49.7 | 49.7 | 49.7 | 49.7 | 49.7 | 49.7 | 49.7 | 49.7 | 49.7 | 49.7 | 49.7
|  | BESS revenue per MW-year received | EUR k/MW |  |  |  | 0 | 0 | 0 | 0 | 0 | 151.5634 | 151.5634 | 151.5634 | 151.5634 | 144.2146 | 144.2146 | 144.2146 | 144.2146 | 120.2115 | 120.2115 | 120.2115 | 120.2115 | 114.4414 | 114.4414 | 114.4414 | 114.4414 | 115.8066 | 115.8066 | 115.8066 | 115.8066 | 122.8111 | 122.8111 | 122.8111 | 122.8111 | 118.0507 | 118.0507 | 118.0507 | 118.0507 | 117.8641 | 117.8641 | 117.8641 | 117.8641 | 119.1378 | 119.1378 | 119.1378 | 119.1378 | 115.812 | 115.812 | 115.812 | 115.812 | 114.4344 | 114.4344 | 114.4344 | 114.4344 | 113.2777 | 113.2777 | 113.2777 | 113.2777 | 114.8158 | 114.8158 | 114.8158 | 114.8158 | 116.8981 | 116.8981 | 116.8981 | 116.8981 | 116.731 | 116.731 | 116.731 | 116.731 | 120.0134 | 120.0134 | 120.0134 | 120.0134 | 118.885 | 118.885 | 118.885 | 118.885 | 117.9101 | 117.9101 | 117.9101 | 117.9101 | 119.3678 | 119.3678 | 119.3678 | 119.3678 | 119.6911 | 119.6911 | 119.6911 | 119.6911 | 120.4224 | 120.4224 | 120.4224 | 120.4224 | 118.8948 | 118.8948 | 118.8948 | 118.8948 | 159.4301 | 159.4301 | 159.4301 | 159.4301 | 155.4699 | 155.4699 | 155.4699 | 155.4699 | 153.2066 | 153.2066 | 153.2066 | 153.2066 | 150.0514 | 150.0514 | 150.0514 | 150.0514 | 153.4644 | 153.4644 | 153.4644 | 153.4644 | 155.1721 | 155.1721 | 155.1721 | 155.1721 | 154.5505 | 154.5505 | 154.5505 | 154.5505 | 155.3118 | 155.3118 | 155.3118 | 155.3118 | 158.6972 | 158.6972 | 158.6972 | 158.6972 | 165.7208 | 165.7208 | 165.7208 | 165.7208 | 167.8914 | 167.8914 | 167.8914 | 167.8914 | 166.3725 | 166.3725 | 166.3725 | 166.3725 | 169.6999 | 169.6999 | 169.6999 | 169.6999 | 173.0939 | 173.0939 | 173.0939 | 173.0939 | 176.5558 | 176.5558 | 176.5558 | 176.5558 | 180.0869 | 180.0869
x |  | Capacity and energy (annual balance; hourly limits inside Aurora's dispatch)
|  | PV generation after availability and degradation (E: first full year) | MWh | 79028.1664 |  | 2636990.6907 | 0 | 0 | 0 | 0 | 0 | 0 | 0 | 0 | 0 | 0 | 19769.8186 | 19972.1032 | 19956.9841 | 19508.3573 | 19710.5091 | 19912.1869 | 19897.1131 | 19449.8322 | 19651.3776 | 19852.4503 | 19837.4218 | 19391.4827 | 19592.4234 | 19792.893 | 19777.9095 | 19548.1228 | 19533.4854 | 19733.3519 | 19718.4135 | 19275.1497 | 19474.8849 | 19674.1518 | 19659.2582 | 19217.3242 | 19416.4603 | 19615.1294 | 19600.2804 | 19159.6723 | 19358.2109 | 19556.284 | 19541.4796 | 19314.4398 | 19299.9774 | 19497.4546 | 19482.6948 | 19044.7299 | 19242.0775 | 19438.9623 | 19424.2467 | 18987.5957 | 19184.3512 | 19380.6454 | 19365.974 | 18930.6329 | 19126.7982 | 19322.5035 | 19307.876 | 19083.5504 | 19069.2608 | 19264.3774 | 19249.794 | 18817.0646 | 19012.053 | 19206.5842 | 19192.0446 | 18760.6134 | 18955.0169 | 19148.9645 | 19134.4684 | 18704.3316 | 18898.1518 | 19091.5176 | 19077.065 | 18855.421 | 18841.3023 | 19034.0864 | 19019.6773 | 18592.1209 | 18784.7784 | 18976.9841 | 18962.6182 | 18536.3445 | 18728.424 | 18920.0531 | 18905.7304 | 18480.7355 | 18672.2388 | 18863.293 | 18849.0132 | 18630.0187 | 18616.0688 | 18806.5483 | 18792.3115 | 18369.8662 | 18560.2206 | 18750.1287 | 18735.9345 | 18314.7566 | 18504.5399 | 18693.8783 | 18679.7267 | 18259.8123 | 18449.0263 | 18637.7966 | 18623.6876 | 18407.311 | 18393.5278 | 18581.7303 | 18567.6636 | 18150.2684 | 18338.3472 | 18525.9851 | 18511.9607 | 18095.8176 | 18283.3322 | 18470.4071 | 18456.4248 | 18041.5301 | 18228.4822 | 18414.9959 | 18401.0555 | 18187.2656 | 18173.6472 | 18359.5998 | 18345.7013 | 17933.2957 | 18119.1262 | 18304.521 | 18290.6642 | 17879.4958 | 18064.7688 | 18249.6074 | 18235.7922 | 17825.8573 | 18010.5745 | 18194.8586 | 18181.0848 | 17969.8506 | 17956.395 | 18140.1247 | 18126.3924 | 17718.9167 | 17902.5258 | 18085.7043 | 18072.0132 | 17665.76 | 17848.8182 | 18031.4472 | 18017.7972 | 17612.7627 | 0 | 0 | 0 | 0 | 0
|  | Clipped (case table: v3 + fix 5 in A, DC-coupled 0 in B, C) | MWh |  |  | 0 | 0 | 0 | 0 | 0 | 0 | 0 | 0 | 0 | 0 | 0 | 0 | 0 | 0 | 0 | 0 | 0 | 0 | 0 | 0 | 0 | 0 | 0 | 0 | 0 | 0 | 0 | 0 | 0 | 0 | 0 | 0 | 0 | 0 | 0 | 0 | 0 | 0 | 0 | 0 | 0 | 0 | 0 | 0 | 0 | 0 | 0 | 0 | 0 | 0 | 0 | 0 | 0 | 0 | 0 | 0 | 0 | 0 | 0 | 0 | 0 | 0 | 0 | 0 | 0 | 0 | 0 | 0 | 0 | 0 | 0 | 0 | 0 | 0 | 0 | 0 | 0 | 0 | 0 | 0 | 0 | 0 | 0 | 0 | 0 | 0 | 0 | 0 | 0 | 0 | 0 | 0 | 0 | 0 | 0 | 0 | 0 | 0 | 0 | 0 | 0 | 0 | 0 | 0 | 0 | 0 | 0 | 0 | 0 | 0 | 0 | 0 | 0 | 0 | 0 | 0 | 0 | 0 | 0 | 0 | 0 | 0 | 0 | 0 | 0 | 0 | 0 | 0 | 0 | 0 | 0 | 0 | 0 | 0 | 0 | 0 | 0 | 0 | 0 | 0 | 0 | 0 | 0 | 0 | 0 | 0 | 0 | 0 | 0 | 0 | 0 | 0 | 0 | 0 | 0 | 0
|  | Aurora block: charge from PV per MW (E: curve) | MWh | DC 4h |  |  | 0 | 0 | 0 | 0 | 0 | -992.693 | -992.693 | -992.693 | -992.693 | -1020.716 | -1020.716 | -1020.716 | -1020.716 | -1012.6381 | -1012.6381 | -1012.6381 | -1012.6381 | -1008.4149 | -1008.4149 | -1008.4149 | -1008.4149 | -990.2291 | -990.2291 | -990.2291 | -990.2291 | -965.7277 | -965.7277 | -965.7277 | -965.7277 | -971.9878 | -971.9878 | -971.9878 | -971.9878 | -972.8615 | -972.8615 | -972.8615 | -972.8615 | -967.9964 | -967.9964 | -967.9964 | -967.9964 | -946.5485 | -946.5485 | -946.5485 | -946.5485 | -903.1229 | -903.1229 | -903.1229 | -903.1229 | -915.2843 | -915.2843 | -915.2843 | -915.2843 | -884.8901 | -884.8901 | -884.8901 | -884.8901 | -884.9463 | -884.9463 | -884.9463 | -884.9463 | -864.1254 | -864.1254 | -864.1254 | -864.1254 | -842.2233 | -842.2233 | -842.2233 | -842.2233 | -840.9919 | -840.9919 | -840.9919 | -840.9919 | -817.1254 | -817.1254 | -817.1254 | -817.1254 | -792.7673 | -792.7673 | -792.7673 | -792.7673 | -779.2749 | -779.2749 | -779.2749 | -779.2749 | -745.0659 | -745.0659 | -745.0659 | -745.0659 | -713.8381 | -713.8381 | -713.8381 | -713.8381 | -1040.0928 | -1040.0928 | -1040.0928 | -1040.0928 | -993.6577 | -993.6577 | -993.6577 | -993.6577 | -961.9961 | -961.9961 | -961.9961 | -961.9961 | -930.5436 | -930.5436 | -930.5436 | -930.5436 | -926.4061 | -926.4061 | -926.4061 | -926.4061 | -914.0978 | -914.0978 | -914.0978 | -914.0978 | -891.804 | -891.804 | -891.804 | -891.804 | -870.1369 | -870.1369 | -870.1369 | -870.1369 | -864.3226 | -864.3226 | -864.3226 | -864.3226 | -866.7103 | -866.7103 | -866.7103 | -866.7103 | -855.4343 | -855.4343 | -855.4343 | -855.4343 | -841.2945 | -841.2945 | -841.2945 | -841.2945 | -841.2945 | -841.2945 | -841.2945 | -841.2945 | -841.2945 | -841.2945 | -841.2945 | -841.2945 | -841.2945 | -841.2945 | -841.2945 | -841.2945 | -841.2945 | -841.2945
|  | Aurora block: charge from the grid per MW | MWh | DC 4h |  |  | 0 | 0 | 0 | 0 | 0 | -751.2864 | -751.2864 | -751.2864 | -751.2864 | -663.4651 | -663.4651 | -663.4651 | -663.4651 | -620.4226 | -620.4226 | -620.4226 | -620.4226 | -590.1511 | -590.1511 | -590.1511 | -590.1511 | -581.2038 | -581.2038 | -581.2038 | -581.2038 | -575.7633 | -575.7633 | -575.7633 | -575.7633 | -541.5601 | -541.5601 | -541.5601 | -541.5601 | -528.8797 | -528.8797 | -528.8797 | -528.8797 | -511.5346 | -511.5346 | -511.5346 | -511.5346 | -508.937 | -508.937 | -508.937 | -508.937 | -526.8934 | -526.8934 | -526.8934 | -526.8934 | -498.3811 | -498.3811 | -498.3811 | -498.3811 | -514.227 | -514.227 | -514.227 | -514.227 | -503.7885 | -503.7885 | -503.7885 | -503.7885 | -488.2364 | -488.2364 | -488.2364 | -488.2364 | -508.2008 | -508.2008 | -508.2008 | -508.2008 | -499.9489 | -499.9489 | -499.9489 | -499.9489 | -500.0408 | -500.0408 | -500.0408 | -500.0408 | -503.0987 | -503.0987 | -503.0987 | -503.0987 | -497.3492 | -497.3492 | -497.3492 | -497.3492 | -514.4342 | -514.4342 | -514.4342 | -514.4342 | -548.9479 | -548.9479 | -548.9479 | -548.9479 | -707.1955 | -707.1955 | -707.1955 | -707.1955 | -688.1043 | -688.1043 | -688.1043 | -688.1043 | -668.9565 | -668.9565 | -668.9565 | -668.9565 | -681.6947 | -681.6947 | -681.6947 | -681.6947 | -644.5721 | -644.5721 | -644.5721 | -644.5721 | -635.1304 | -635.1304 | -635.1304 | -635.1304 | -635.2884 | -635.2884 | -635.2884 | -635.2884 | -632.3477 | -632.3477 | -632.3477 | -632.3477 | -615.0227 | -615.0227 | -615.0227 | -615.0227 | -586.0777 | -586.0777 | -586.0777 | -586.0777 | -576.8672 | -576.8672 | -576.8672 | -576.8672 | -579.511 | -579.511 | -579.511 | -579.511 | -579.511 | -579.511 | -579.511 | -579.511 | -579.511 | -579.511 | -579.511 | -579.511 | -579.511 | -579.511 | -579.511 | -579.511 | -579.511 | -579.511
|  | Aurora block: discharge per MW | MWh | DC 4h |  |  | 0 | 0 | 0 | 0 | 0 | 1434.7848 | 1434.7848 | 1434.7848 | 1434.7848 | 1384.8003 | 1384.8003 | 1384.8003 | 1384.8003 | 1340.5561 | 1340.5561 | 1340.5561 | 1340.5561 | 1312.7766 | 1312.7766 | 1312.7766 | 1312.7766 | 1288.5815 | 1288.5815 | 1288.5815 | 1288.5815 | 1262.3118 | 1262.3118 | 1262.3118 | 1262.3118 | 1237.8223 | 1237.8223 | 1237.8223 | 1237.8223 | 1225.8242 | 1225.8242 | 1225.8242 | 1225.8242 | 1206.3021 | 1206.3021 | 1206.3021 | 1206.3021 | 1185.803 | 1185.803 | 1185.803 | 1185.803 | 1161.9555 | 1161.9555 | 1161.9555 | 1161.9555 | 1147.4598 | 1147.4598 | 1147.4598 | 1147.4598 | 1133.4 | 1133.4 | 1133.4 | 1133.4 | 1123.9041 | 1123.9041 | 1123.9041 | 1123.9041 | 1092.3891 | 1092.3891 | 1092.3891 | 1092.3891 | 1086.8921 | 1086.8921 | 1086.8921 | 1086.8921 | 1078.267 | 1078.267 | 1078.267 | 1078.267 | 1057.4522 | 1057.4522 | 1057.4522 | 1057.4522 | 1037.6458 | 1037.6458 | 1037.6458 | 1037.6458 | 1022.4241 | 1022.4241 | 1022.4241 | 1022.4241 | 1005.0335 | 1005.0335 | 1005.0335 | 1005.0335 | 1005.285 | 1005.285 | 1005.285 | 1005.285 | 1438.8674 | 1438.8674 | 1438.8674 | 1438.8674 | 1383.0321 | 1383.0321 | 1383.0321 | 1383.0321 | 1339.1729 | 1339.1729 | 1339.1729 | 1339.1729 | 1321.0198 | 1321.0198 | 1321.0198 | 1321.0198 | 1286.6306 | 1286.6306 | 1286.6306 | 1286.6306 | 1266.273 | 1266.273 | 1266.273 | 1266.273 | 1246.2818 | 1246.2818 | 1246.2818 | 1246.2818 | 1224.9121 | 1224.9121 | 1224.9121 | 1224.9121 | 1203.4042 | 1203.4042 | 1203.4042 | 1203.4042 | 1180.6573 | 1180.6573 | 1180.6573 | 1180.6573 | 1163.4895 | 1163.4895 | 1163.4895 | 1163.4895 | 1151.9674 | 1151.9674 | 1151.9674 | 1151.9674 | 1151.9674 | 1151.9674 | 1151.9674 | 1151.9674 | 1151.9674 | 1151.9674 | 1151.9674 | 1151.9674 | 1151.9674 | 1151.9674 | 1151.9674 | 1151.9674 | 1151.9674 | 1151.9674
|  | Aurora block: discharge per MW coverable by PV charging | MWh |  |  |  | 0 | 0 | 0 | 0 | 0 | 853.7159 | 853.7159 | 853.7159 | 853.7159 | 877.8158 | 877.8158 | 877.8158 | 877.8158 | 870.8688 | 870.8688 | 870.8688 | 870.8688 | 867.2368 | 867.2368 | 867.2368 | 867.2368 | 851.597 | 851.597 | 851.597 | 851.597 | 830.5258 | 830.5258 | 830.5258 | 830.5258 | 835.9095 | 835.9095 | 835.9095 | 835.9095 | 836.6609 | 836.6609 | 836.6609 | 836.6609 | 832.4769 | 832.4769 | 832.4769 | 832.4769 | 814.0317 | 814.0317 | 814.0317 | 814.0317 | 776.6857 | 776.6857 | 776.6857 | 776.6857 | 787.1445 | 787.1445 | 787.1445 | 787.1445 | 761.0055 | 761.0055 | 761.0055 | 761.0055 | 761.0538 | 761.0538 | 761.0538 | 761.0538 | 743.1479 | 743.1479 | 743.1479 | 743.1479 | 724.3121 | 724.3121 | 724.3121 | 724.3121 | 723.253 | 723.253 | 723.253 | 723.253 | 702.7278 | 702.7278 | 702.7278 | 702.7278 | 681.7799 | 681.7799 | 681.7799 | 681.7799 | 670.1764 | 670.1764 | 670.1764 | 670.1764 | 640.7567 | 640.7567 | 640.7567 | 640.7567 | 613.9008 | 613.9008 | 613.9008 | 613.9008 | 894.4798 | 894.4798 | 894.4798 | 894.4798 | 854.5456 | 854.5456 | 854.5456 | 854.5456 | 827.3166 | 827.3166 | 827.3166 | 827.3166 | 800.2675 | 800.2675 | 800.2675 | 800.2675 | 796.7093 | 796.7093 | 796.7093 | 796.7093 | 786.1241 | 786.1241 | 786.1241 | 786.1241 | 766.9514 | 766.9514 | 766.9514 | 766.9514 | 748.3178 | 748.3178 | 748.3178 | 748.3178 | 743.3174 | 743.3174 | 743.3174 | 743.3174 | 745.3708 | 745.3708 | 745.3708 | 745.3708 | 735.6735 | 735.6735 | 735.6735 | 735.6735 | 723.5133 | 723.5133 | 723.5133 | 723.5133 | 723.5133 | 723.5133 | 723.5133 | 723.5133 | 723.5133 | 723.5133 | 723.5133 | 723.5133 | 723.5133 | 723.5133 | 723.5133 | 723.5133 | 723.5133 | 723.5133
|  | PV energy sent to the BESS | MWh |  |  | 1572735.834 | 0 | 0 | 0 | 0 | 0 | 0 | 0 | 0 | 0 | 0 | 12723.9938 | 12863.818 | 12863.818 | 12484.5797 | 12623.2972 | 12762.0148 | 12762.0148 | 12432.5125 | 12570.6515 | 12708.7905 | 12708.7905 | 12208.3035 | 12343.9513 | 12479.5991 | 12479.5991 | 12038.5228 | 12038.5228 | 12170.8142 | 12170.8142 | 11983.4112 | 12116.5602 | 12249.7093 | 12249.7093 | 11994.1834 | 12127.4521 | 12260.7208 | 12260.7208 | 11934.2023 | 12066.8046 | 12199.4068 | 12199.4068 | 11799.4397 | 11799.4397 | 11929.1039 | 11929.1039 | 11134.3915 | 11258.107 | 11381.8225 | 11381.8225 | 11284.3269 | 11409.7083 | 11535.0897 | 11535.0897 | 10909.6037 | 11030.8215 | 11152.0394 | 11152.0394 | 11031.522 | 11031.522 | 11152.7475 | 11152.7475 | 10653.6009 | 10771.9743 | 10890.3476 | 10890.3476 | 10383.5752 | 10498.9482 | 10614.3213 | 10614.3213 | 10368.3933 | 10483.5977 | 10598.802 | 10598.802 | 10186.0838 | 10186.0838 | 10298.0187 | 10298.0187 | 9773.8431 | 9882.4413 | 9991.0396 | 9991.0396 | 9607.499 | 9714.249 | 9820.999 | 9820.999 | 9185.7437 | 9287.8075 | 9389.8714 | 9389.8714 | 8898.5296 | 8898.5296 | 8996.3157 | 8996.3157 | 12823.0613 | 12965.5398 | 13108.0182 | 13108.0182 | 12250.5746 | 12386.6921 | 12522.8096 | 12522.8096 | 11860.2258 | 11992.0061 | 12123.7863 | 12123.7863 | 11599.9271 | 11599.9271 | 11727.3988 | 11727.3988 | 11421.4452 | 11548.3501 | 11675.2551 | 11675.2551 | 11269.6994 | 11394.9183 | 11520.1372 | 11520.1372 | 10994.8437 | 11117.0086 | 11239.1736 | 11239.1736 | 10846.9124 | 10846.9124 | 10966.1093 | 10966.1093 | 10656.0321 | 10774.4324 | 10892.8328 | 10892.8328 | 10685.469 | 10804.1964 | 10922.9238 | 10922.9238 | 10546.4503 | 10663.6331 | 10780.8158 | 10780.8158 | 10487.3695 | 10487.3695 | 10602.6154 | 10602.6154 | 10372.1237 | 10487.3695 | 10602.6154 | 10602.6154 | 10372.1237 | 10487.3695 | 10602.6154 | 10602.6154 | 10372.1237 | 0 | 0 | 0 | 0 | 0
|  | PV energy exported directly | MWh |  |  | 1064254.8567 | 0 | 0 | 0 | 0 | 0 | 0 | 0 | 0 | 0 | 0 | 7045.8247 | 7108.2853 | 7093.1661 | 7023.7776 | 7087.2119 | 7150.1721 | 7135.0983 | 7017.3197 | 7080.7261 | 7143.6598 | 7128.6312 | 7183.1792 | 7248.4722 | 7313.2939 | 7298.3104 | 7509.6 | 7494.9626 | 7562.5377 | 7547.5992 | 7291.7384 | 7358.3247 | 7424.4426 | 7409.549 | 7223.1409 | 7289.0082 | 7354.4086 | 7339.5597 | 7225.4699 | 7291.4063 | 7356.8772 | 7342.0728 | 7515.0001 | 7500.5377 | 7568.3508 | 7553.5909 | 7910.3383 | 7983.9704 | 8057.1398 | 8042.4242 | 7703.2688 | 7774.643 | 7845.5557 | 7830.8843 | 8021.0292 | 8095.9766 | 8170.4641 | 8155.8367 | 8052.0284 | 8037.7388 | 8111.6299 | 8097.0464 | 8163.4637 | 8240.0787 | 8316.2366 | 8301.6969 | 8377.0382 | 8456.0686 | 8534.6432 | 8520.1471 | 8335.9383 | 8414.5542 | 8492.7156 | 8478.263 | 8669.3372 | 8655.2185 | 8736.0676 | 8721.6585 | 8818.2778 | 8902.337 | 8985.9445 | 8971.5787 | 8928.8455 | 9014.175 | 9099.0541 | 9084.7314 | 9294.9917 | 9384.4312 | 9473.4216 | 9459.1418 | 9731.4891 | 9717.5392 | 9810.2326 | 9795.9958 | 5546.8049 | 5594.6808 | 5642.1104 | 5627.9163 | 6064.1819 | 6117.8478 | 6171.0686 | 6156.9171 | 6399.5865 | 6457.0203 | 6514.0103 | 6499.9012 | 6807.3839 | 6793.6008 | 6854.3315 | 6840.2649 | 6728.8232 | 6789.9971 | 6850.73 | 6836.7056 | 6826.1182 | 6888.4139 | 6950.27 | 6936.2876 | 7046.6864 | 7111.4736 | 7175.8223 | 7161.8819 | 7340.3532 | 7326.7347 | 7393.4905 | 7379.5921 | 7277.2636 | 7344.6938 | 7411.6882 | 7397.8315 | 7194.0268 | 7260.5724 | 7326.6836 | 7312.8684 | 7279.407 | 7346.9415 | 7414.0428 | 7400.269 | 7482.4811 | 7469.0255 | 7537.5094 | 7523.777 | 7346.793 | 7415.1563 | 7483.089 | 7469.3978 | 7293.6363 | 7361.4487 | 7428.8319 | 7415.1818 | 7240.639 | 0 | 0 | 0 | 0 | 0
|  | BESS discharge (scaled to the charging allowed) | MWh |  |  | 1352552.8173 | 0 | 0 | 0 | 0 | 0 | 0 | 0 | 0 | 0 | 0 | 10942.6347 | 11062.8834 | 11062.8834 | 10736.7385 | 10856.0356 | 10975.3327 | 10975.3327 | 10691.9607 | 10810.7603 | 10929.5598 | 10929.5598 | 10499.141 | 10615.7981 | 10732.4552 | 10732.4552 | 10353.1296 | 10353.1296 | 10466.9002 | 10466.9002 | 10305.7337 | 10420.2418 | 10534.75 | 10534.75 | 10314.9977 | 10429.6088 | 10544.2199 | 10544.2199 | 10263.414 | 10377.4519 | 10491.4899 | 10491.4899 | 10147.5181 | 10147.5181 | 10259.0293 | 10259.0293 | 9575.5767 | 9681.972 | 9788.3673 | 9788.3673 | 9704.5211 | 9812.3491 | 9920.1771 | 9920.1771 | 9382.2592 | 9486.5065 | 9590.7539 | 9590.7539 | 9487.1089 | 9487.1089 | 9591.3629 | 9591.3629 | 9162.0968 | 9263.8979 | 9365.699 | 9365.699 | 8929.8747 | 9029.0955 | 9128.3163 | 9128.3163 | 8916.8182 | 9015.894 | 9114.9697 | 9114.9697 | 8760.032 | 8760.032 | 8856.2961 | 8856.2961 | 8405.505 | 8498.8995 | 8592.294 | 8592.294 | 8262.4492 | 8354.2541 | 8446.0591 | 8446.0591 | 7899.7396 | 7987.5145 | 8075.2894 | 8075.2894 | 7652.7355 | 7652.7355 | 7736.8315 | 7736.8315 | 11027.8327 | 11150.3642 | 11272.8957 | 11272.8957 | 10535.4942 | 10652.5552 | 10769.6163 | 10769.6163 | 10199.7942 | 10313.1252 | 10426.4563 | 10426.4563 | 9975.9373 | 9975.9373 | 10085.563 | 10085.563 | 9822.4429 | 9931.5811 | 10040.7194 | 10040.7194 | 9691.9415 | 9799.6297 | 9907.318 | 9907.318 | 9455.5656 | 9560.6274 | 9665.6893 | 9665.6893 | 9328.3447 | 9328.3447 | 9430.854 | 9430.854 | 9164.1876 | 9266.0119 | 9367.8362 | 9367.8362 | 9189.5033 | 9291.6089 | 9393.7145 | 9393.7145 | 9069.9472 | 9170.7244 | 9271.5016 | 9271.5016 | 9019.1378 | 9019.1378 | 9118.2492 | 9118.2492 | 8920.0264 | 9019.1378 | 9118.2492 | 9118.2492 | 8920.0264 | 9019.1378 | 9118.2492 | 9118.2492 | 8920.0264 | 0 | 0 | 0 | 0 | 0
|  | BESS charge from the grid (within the import allowed) | MWh |  |  | 0 | 0 | 0 | 0 | 0 | 0 | 0 | 0 | 0 | 0 | 0 | 0 | 0 | 0 | 0 | 0 | 0 | 0 | 0 | 0 | 0 | 0 | 0 | 0 | 0 | 0 | 0 | 0 | 0 | 0 | 0 | 0 | 0 | 0 | 0 | 0 | 0 | 0 | 0 | 0 | 0 | 0 | 0 | 0 | 0 | 0 | 0 | 0 | 0 | 0 | 0 | 0 | 0 | 0 | 0 | 0 | 0 | 0 | 0 | 0 | 0 | 0 | 0 | 0 | 0 | 0 | 0 | 0 | 0 | 0 | 0 | 0 | 0 | 0 | 0 | 0 | 0 | 0 | 0 | 0 | 0 | 0 | 0 | 0 | 0 | 0 | 0 | 0 | 0 | 0 | 0 | 0 | 0 | 0 | 0 | 0 | 0 | 0 | 0 | 0 | 0 | 0 | 0 | 0 | 0 | 0 | 0 | 0 | 0 | 0 | 0 | 0 | 0 | 0 | 0 | 0 | 0 | 0 | 0 | 0 | 0 | 0 | 0 | 0 | 0 | 0 | 0 | 0 | 0 | 0 | 0 | 0 | 0 | 0 | 0 | 0 | 0 | 0 | 0 | 0 | 0 | 0 | 0 | 0 | 0 | 0 | 0 | 0 | 0 | 0 | 0 | 0 | 0 | 0 | 0 | 0
|  | Energy exported (E: first full year) | MWh | 71939.6995 |  | 2416807.6739 | 0 | 0 | 0 | 0 | 0 | 0 | 0 | 0 | 0 | 0 | 17988.4594 | 18171.1687 | 18156.0495 | 17760.5161 | 17943.2475 | 18125.5048 | 18110.431 | 17709.2805 | 17891.4864 | 18073.2197 | 18058.1911 | 17682.3202 | 17864.2703 | 18045.7491 | 18030.7656 | 17862.7296 | 17848.0922 | 18029.4379 | 18014.4995 | 17597.4721 | 17778.5665 | 17959.1925 | 17944.2989 | 17538.1386 | 17718.617 | 17898.6285 | 17883.7795 | 17488.8839 | 17668.8583 | 17848.367 | 17833.5626 | 17662.5183 | 17648.0558 | 17827.3801 | 17812.6202 | 17485.9151 | 17665.9425 | 17845.5071 | 17830.7916 | 17407.7899 | 17586.9921 | 17765.7328 | 17751.0614 | 17403.2884 | 17582.4832 | 17761.2179 | 17746.5905 | 17539.1373 | 17524.8477 | 17702.9927 | 17688.4093 | 17325.5605 | 17503.9766 | 17681.9356 | 17667.3959 | 17306.9129 | 17485.1641 | 17662.9595 | 17648.4635 | 17252.7565 | 17430.4481 | 17607.6853 | 17593.2328 | 17429.3693 | 17415.2505 | 17592.3637 | 17577.9547 | 17223.7828 | 17401.2366 | 17578.2386 | 17563.8727 | 17191.2946 | 17368.4292 | 17545.1133 | 17530.7905 | 17194.7314 | 17371.9457 | 17548.711 | 17534.4312 | 17384.2246 | 17370.2747 | 17547.0641 | 17532.8273 | 16574.6376 | 16745.045 | 16915.0061 | 16900.812 | 16599.6761 | 16770.403 | 16940.6849 | 16926.5334 | 16599.3807 | 16770.1455 | 16940.4665 | 16926.3575 | 16783.3212 | 16769.538 | 16939.8945 | 16925.8278 | 16551.266 | 16721.5782 | 16891.4494 | 16877.4249 | 16518.0596 | 16688.0436 | 16857.5879 | 16843.6056 | 16502.252 | 16672.101 | 16841.5116 | 16827.5712 | 16668.6978 | 16655.0794 | 16824.3445 | 16810.446 | 16441.4512 | 16610.7057 | 16779.5244 | 16765.6676 | 16383.5301 | 16552.1813 | 16720.3981 | 16706.5829 | 16349.3543 | 16517.6659 | 16685.5444 | 16671.7706 | 16501.6189 | 16488.1633 | 16655.7586 | 16642.0262 | 16266.8194 | 16434.2941 | 16601.3382 | 16587.6471 | 16213.6627 | 16380.5865 | 16547.0811 | 16533.431 | 16160.6654 | 0 | 0 | 0 | 0 | 0
x |  | Revenue, opex and EBITDA
|  | PV revenue: direct export and energy sent to the BESS (E: first full year) | EUR k | 4759.4522 |  | 160794.985 | 0 | 0 | 0 | 0 | 0 | 0 | 0 | 0 | 0 | 0 | 1215.7534 | 1227.5664 | 1226.0037 | 1175.7178 | 1187.3483 | 1198.9324 | 1197.4537 | 1049.0942 | 1059.4226 | 1069.7079 | 1068.3374 | 1106.0142 | 1116.9477 | 1127.8371 | 1126.4382 | 1045.3196 | 1044.0221 | 1054.1842 | 1052.86 | 1076.903 | 1087.5814 | 1098.218 | 1096.8897 | 999.1461 | 1009.0237 | 1018.8615 | 1017.5984 | 999.4842 | 1009.374 | 1019.2244 | 1017.9701 | 1026.6706 | 1025.4427 | 1035.4708 | 1034.2175 | 1104.9276 | 1115.9303 | 1126.8917 | 1125.5767 | 1127.0472 | 1138.2852 | 1149.4815 | 1148.1557 | 1125.4734 | 1136.7036 | 1147.8925 | 1146.5767 | 1112.5557 | 1111.2996 | 1122.2427 | 1120.9607 | 1068.3122 | 1078.9718 | 1089.5922 | 1088.343 | 1087.7691 | 1098.6217 | 1109.4343 | 1108.1613 | 1100.995 | 1111.9816 | 1122.9277 | 1121.6412 | 1107.321 | 1106.0649 | 1116.9506 | 1115.6687 | 1160.6995 | 1172.3004 | 1183.8593 | 1182.5222 | 1201.5784 | 1213.6157 | 1225.6104 | 1224.2549 | 1213.7758 | 1225.9341 | 1238.0492 | 1236.6787 | 1175.6914 | 1174.3869 | 1185.9744 | 1184.6431 | 1096.3582 | 1106.9714 | 1117.5337 | 1115.9151 | 1100.03 | 1110.7191 | 1121.3584 | 1119.776 | 1117.831 | 1128.7265 | 1139.5725 | 1137.9991 | 1124.6 | 1123.0794 | 1133.8848 | 1132.3329 | 1134.0777 | 1145.174 | 1156.2214 | 1154.6688 | 1136.5189 | 1147.6487 | 1158.7298 | 1157.1837 | 1148.063 | 1159.3215 | 1170.5315 | 1168.9859 | 1158.5807 | 1157.0937 | 1168.3068 | 1166.7892 | 1175.4242 | 1186.993 | 1198.5135 | 1196.9745 | 1200.8001 | 1212.6504 | 1224.4523 | 1222.9128 | 1253.2927 | 1265.7033 | 1278.0648 | 1276.5015 | 1274.6205 | 1273.0963 | 1285.5466 | 1283.9911 | 1279.6488 | 1292.3341 | 1304.9697 | 1303.3878 | 1298.9771 | 1311.8512 | 1324.6748 | 1323.0661 | 1318.5859 | 0 | 0 | 0 | 0 | 0
|  | Guarantee of origin revenue | EUR k |  |  | 6994.1883 | 0 | 0 | 0 | 0 | 0 | 0 | 0 | 0 | 0 | 0 | 36.7202 | 37.0959 | 37.0678 | 36.9741 | 37.3572 | 37.7395 | 37.7109 | 37.617 | 38.0068 | 38.3957 | 38.3666 | 38.2542 | 38.6506 | 39.0461 | 39.0165 | 39.3345 | 39.3051 | 39.7072 | 39.6772 | 39.5609 | 39.9709 | 40.3798 | 40.3493 | 40.2311 | 40.648 | 41.0639 | 41.0328 | 40.9126 | 41.3366 | 41.7595 | 41.7279 | 42.068 | 42.0365 | 42.4666 | 42.4344 | 42.3101 | 42.7485 | 43.1859 | 43.1533 | 43.0269 | 43.4727 | 43.9175 | 43.8843 | 43.7557 | 44.2091 | 44.6615 | 44.6277 | 44.9914 | 44.9577 | 45.4177 | 45.3833 | 45.2504 | 45.7193 | 46.1871 | 46.1521 | 46.0169 | 46.4938 | 46.9695 | 46.9339 | 46.7964 | 47.2813 | 47.7651 | 47.729 | 48.1179 | 48.0819 | 48.5739 | 48.5371 | 48.3949 | 48.8964 | 49.3967 | 49.3593 | 49.2147 | 49.7247 | 50.2335 | 50.1955 | 50.0484 | 50.5671 | 51.0845 | 51.0458 | 51.4618 | 51.4232 | 51.9494 | 51.9101 | 51.758 | 52.2943 | 52.8294 | 52.7894 | 52.6348 | 53.1802 | 53.7244 | 53.6837 | 53.5264 | 54.0811 | 54.6345 | 54.5931 | 55.038 | 54.9968 | 55.5595 | 55.5174 | 55.3548 | 55.9284 | 56.5007 | 56.4579 | 56.2925 | 56.8758 | 57.4578 | 57.4143 | 57.2461 | 57.8393 | 58.4311 | 58.3869 | 58.8627 | 58.8186 | 59.4205 | 59.3755 | 59.2016 | 59.815 | 60.427 | 60.3813 | 60.2044 | 60.8283 | 61.4507 | 61.4042 | 61.2243 | 61.8587 | 62.4917 | 62.4444 | 62.9532 | 62.9061 | 63.5497 | 63.5016 | 63.3156 | 63.9717 | 64.6263 | 64.5773 | 64.3882 | 65.0554 | 65.721 | 65.6713 | 65.4789 | 0 | 0 | 0 | 0 | 0
|  | BESS revenue (E: first full year) | EUR k | 6010.5746 |  | 237435.6809 | 0 | 0 | 0 | 0 | 0 | 0 | 0 | 0 | 0 | 0 | 1797.7442 | 1817.4996 | 1817.4996 | 1482.0595 | 1498.5268 | 1514.9941 | 1514.9941 | 1410.9211 | 1426.598 | 1442.2749 | 1442.2749 | 1427.753 | 1443.6169 | 1459.4809 | 1459.4809 | 1530.9332 | 1530.9332 | 1547.7566 | 1547.7566 | 1455.4199 | 1471.5912 | 1487.7625 | 1487.7625 | 1453.1186 | 1469.2643 | 1485.4101 | 1485.4101 | 1468.8226 | 1485.1429 | 1501.4631 | 1501.4631 | 1443.6833 | 1443.6833 | 1459.5479 | 1459.5479 | 1410.8345 | 1426.5105 | 1442.1864 | 1442.1864 | 1396.5738 | 1412.0913 | 1427.6088 | 1427.6088 | 1415.5369 | 1431.2651 | 1446.9933 | 1446.9933 | 1457.223 | 1457.223 | 1473.2364 | 1473.2364 | 1439.1499 | 1455.1404 | 1471.131 | 1471.131 | 1479.6175 | 1496.0577 | 1512.4979 | 1512.4979 | 1465.7054 | 1481.991 | 1498.2766 | 1498.2766 | 1469.8386 | 1469.8386 | 1485.9907 | 1485.9907 | 1471.6579 | 1488.0096 | 1504.3614 | 1504.3614 | 1475.6441 | 1492.0402 | 1508.4362 | 1508.4362 | 1484.6592 | 1501.1554 | 1517.6516 | 1517.6516 | 1482.1132 | 1482.1132 | 1498.4001 | 1498.4001 | 1965.5763 | 1987.4161 | 2009.2558 | 2009.2558 | 1916.752 | 1938.0493 | 1959.3465 | 1959.3465 | 1888.8482 | 1909.8354 | 1930.8226 | 1930.8226 | 1870.5035 | 1870.5035 | 1891.0585 | 1891.0585 | 1892.0264 | 1913.049 | 1934.0715 | 1934.0715 | 1913.0805 | 1934.337 | 1955.5934 | 1955.5934 | 1905.4174 | 1926.5887 | 1947.76 | 1947.76 | 1936.0785 | 1936.0785 | 1957.3541 | 1957.3541 | 1956.5409 | 1978.2803 | 2000.0196 | 2000.0196 | 2043.1331 | 2065.8345 | 2088.536 | 2088.536 | 2069.8944 | 2092.8932 | 2115.892 | 2115.892 | 2073.9582 | 2073.9582 | 2096.749 | 2096.749 | 2092.1908 | 2115.4374 | 2138.684 | 2138.684 | 2134.0347 | 2157.7462 | 2181.4577 | 2181.4577 | 2176.7154 | 0 | 0 | 0 | 0 | 0
|  | Revenue (E: first full year) | EUR k | 10919.8085 |  | 405224.8542 | 0 | 0 | 0 | 0 | 0 | 0 | 0 | 0 | 0 | 0 | 3050.2178 | 3082.1619 | 3080.5711 | 2694.7513 | 2723.2324 | 2751.666 | 2750.1588 | 2497.6323 | 2524.0274 | 2550.3785 | 2548.9789 | 2572.0215 | 2599.2152 | 2626.364 | 2624.9356 | 2615.5873 | 2614.2604 | 2641.648 | 2640.2938 | 2571.8838 | 2599.1434 | 2626.3604 | 2625.0015 | 2492.4958 | 2518.936 | 2545.3355 | 2544.0413 | 2509.2194 | 2535.8534 | 2562.4471 | 2561.1611 | 2512.4218 | 2511.1624 | 2537.4852 | 2536.1999 | 2558.0723 | 2585.1893 | 2612.264 | 2610.9164 | 2566.6479 | 2593.8492 | 2621.0078 | 2619.6488 | 2584.766 | 2612.1778 | 2639.5472 | 2638.1977 | 2614.7701 | 2613.4802 | 2640.8968 | 2639.5804 | 2552.7125 | 2579.8315 | 2606.9102 | 2605.6261 | 2613.4036 | 2641.1732 | 2668.9017 | 2667.5931 | 2613.4968 | 2641.2539 | 2668.9694 | 2667.6468 | 2625.2775 | 2623.9854 | 2651.5151 | 2650.1965 | 2680.7523 | 2709.2064 | 2737.6174 | 2736.2428 | 2726.4372 | 2755.3806 | 2784.2801 | 2782.8866 | 2748.4834 | 2777.6565 | 2806.7853 | 2805.3761 | 2709.2663 | 2707.9233 | 2736.3239 | 2734.9533 | 3113.6925 | 3146.6818 | 3179.6189 | 3177.9603 | 3069.4168 | 3101.9486 | 3134.4293 | 3132.8062 | 3060.2056 | 3092.643 | 3125.0296 | 3123.4148 | 3050.1414 | 3048.5796 | 3080.5027 | 3078.9088 | 3081.459 | 3114.1513 | 3146.7935 | 3145.1982 | 3105.8919 | 3138.8614 | 3171.781 | 3170.1914 | 3110.7265 | 3143.7495 | 3176.7226 | 3175.1329 | 3153.5219 | 3151.9908 | 3185.0813 | 3183.5187 | 3191.1667 | 3225.0883 | 3258.9601 | 3257.3754 | 3304.1376 | 3339.3132 | 3374.439 | 3372.853 | 3384.4114 | 3420.4553 | 3456.4485 | 3454.8379 | 3411.532 | 3409.9607 | 3445.8453 | 3444.2417 | 3435.1552 | 3471.7432 | 3508.28 | 3506.6491 | 3497.3999 | 3534.6528 | 3571.8535 | 3570.195 | 3560.7801 | 0 | 0 | 0 | 0 | 0
|  | Of which contracted (fixed-price PV offer, BESS fixed fee) | EUR k |  |  | 0 | 0 | 0 | 0 | 0 | 0 | 0 | 0 | 0 | 0 | 0 | 0 | 0 | 0 | 0 | 0 | 0 | 0 | 0 | 0 | 0 | 0 | 0 | 0 | 0 | 0 | 0 | 0 | 0 | 0 | 0 | 0 | 0 | 0 | 0 | 0 | 0 | 0 | 0 | 0 | 0 | 0 | 0 | 0 | 0 | 0 | 0 | 0 | 0 | 0 | 0 | 0 | 0 | 0 | 0 | 0 | 0 | 0 | 0 | 0 | 0 | 0 | 0 | 0 | 0 | 0 | 0 | 0 | 0 | 0 | 0 | 0 | 0 | 0 | 0 | 0 | 0 | 0 | 0 | 0 | 0 | 0 | 0 | 0 | 0 | 0 | 0 | 0 | 0 | 0 | 0 | 0 | 0 | 0 | 0 | 0 | 0 | 0 | 0 | 0 | 0 | 0 | 0 | 0 | 0 | 0 | 0 | 0 | 0 | 0 | 0 | 0 | 0 | 0 | 0 | 0 | 0 | 0 | 0 | 0 | 0 | 0 | 0 | 0 | 0 | 0 | 0 | 0 | 0 | 0 | 0 | 0 | 0 | 0 | 0 | 0 | 0 | 0 | 0 | 0 | 0 | 0 | 0 | 0 | 0 | 0 | 0 | 0 | 0 | 0 | 0 | 0 | 0 | 0 | 0 | 0
|  | O&M and MV cable O&M | EUR k |  |  | -67151.408 | 0 | 0 | 0 | 0 | 0 | 0 | 0 | 0 | 0 | 0 | -332.7465 | -336.4031 | -336.4031 | -335.8069 | -339.5381 | -343.2693 | -343.2693 | -342.6739 | -346.4814 | -350.2889 | -350.2889 | -349.5272 | -353.4108 | -357.2945 | -357.2945 | -360.4792 | -360.4792 | -364.4405 | -364.4405 | -363.6481 | -367.6887 | -371.7292 | -371.7292 | -370.9213 | -375.0426 | -379.164 | -379.164 | -378.3396 | -382.5433 | -386.7471 | -386.7471 | -390.1942 | -390.1942 | -394.482 | -394.482 | -393.6245 | -397.9981 | -402.3717 | -402.3717 | -401.497 | -405.958 | -410.4191 | -410.4191 | -409.527 | -414.0773 | -418.6276 | -418.6276 | -422.3589 | -422.3589 | -427.0002 | -427.0002 | -426.072 | -430.8061 | -435.5402 | -435.5402 | -434.5935 | -439.4223 | -444.2511 | -444.2511 | -443.2852 | -448.2106 | -453.1359 | -453.1359 | -457.1747 | -457.1747 | -462.1986 | -462.1986 | -461.1938 | -466.3182 | -471.4426 | -471.4426 | -470.4179 | -475.6448 | -480.8716 | -480.8716 | -479.8262 | -485.1576 | -490.489 | -490.489 | -494.8606 | -494.8606 | -500.2987 | -500.2987 | -499.211 | -504.7578 | -510.3046 | -510.3046 | -509.1954 | -514.8531 | -520.5108 | -520.5108 | -519.3794 | -525.1503 | -530.9212 | -530.9212 | -535.6531 | -535.6531 | -541.5394 | -541.5394 | -540.362 | -546.3661 | -552.3701 | -552.3701 | -551.1693 | -557.2934 | -563.4175 | -563.4175 | -562.1927 | -568.4393 | -574.6858 | -574.6858 | -579.8083 | -579.8083 | -586.1799 | -586.1799 | -584.9055 | -591.4044 | -597.9034 | -597.9034 | -596.6035 | -603.2325 | -609.8614 | -609.8614 | -608.5357 | -615.2972 | -622.0587 | -622.0587 | -627.6031 | -627.6031 | -634.4998 | -634.4998 | -633.1204 | -640.1551 | -647.1898 | -647.1898 | -645.7829 | -652.9582 | -660.1336 | -660.1336 | -658.6985 | 0 | 0 | 0 | 0 | 0
|  | Balancing | EUR k |  |  | -19983.3952 | 0 | 0 | 0 | 0 | 0 | 0 | 0 | 0 | 0 | 0 | -104.9148 | -105.9883 | -105.908 | -105.6403 | -106.735 | -107.8271 | -107.7455 | -107.4771 | -108.5909 | -109.702 | -109.6189 | -109.2978 | -110.4303 | -111.5603 | -111.4758 | -112.3843 | -112.3002 | -113.4492 | -113.3633 | -113.0312 | -114.2025 | -115.371 | -115.2837 | -114.946 | -116.1371 | -117.3254 | -117.2366 | -116.8932 | -118.1044 | -119.3129 | -119.2226 | -120.1941 | -120.1041 | -121.3331 | -121.2412 | -120.886 | -122.1387 | -123.3884 | -123.295 | -122.9339 | -124.2077 | -125.4786 | -125.3836 | -125.0164 | -126.3118 | -127.6043 | -127.5077 | -128.5468 | -128.4505 | -129.7648 | -129.6666 | -129.2868 | -130.6265 | -131.9631 | -131.8632 | -131.4769 | -132.8393 | -134.1985 | -134.0969 | -133.7041 | -135.0896 | -136.4718 | -136.3685 | -137.4798 | -137.3768 | -138.7825 | -138.6774 | -138.2712 | -139.704 | -141.1334 | -141.0266 | -140.6136 | -142.0706 | -143.5243 | -143.4157 | -142.9955 | -144.4773 | -145.9556 | -145.8451 | -147.0336 | -146.9235 | -148.4268 | -148.3145 | -147.88 | -149.4124 | -150.9412 | -150.8269 | -150.3851 | -151.9435 | -153.4981 | -153.3819 | -152.9327 | -154.5174 | -156.0984 | -155.9803 | -157.2514 | -157.1336 | -158.7414 | -158.6212 | -158.1565 | -159.7954 | -161.4304 | -161.3082 | -160.8357 | -162.5023 | -164.1651 | -164.0408 | -163.5603 | -165.2551 | -166.946 | -166.8196 | -168.1792 | -168.0533 | -169.7728 | -169.6443 | -169.1473 | -170.9001 | -172.6487 | -172.518 | -172.0126 | -173.7951 | -175.5734 | -175.4404 | -174.9266 | -176.7392 | -178.5476 | -178.4124 | -179.8663 | -179.7317 | -181.5707 | -181.4332 | -180.9018 | -182.7763 | -184.6465 | -184.5067 | -183.9662 | -185.8725 | -187.7744 | -187.6322 | -187.0826 | 0 | 0 | 0 | 0 | 0
|  | Land lease | EUR k |  |  | -5126.5509 | 0 | 0 | 0 | 0 | 0 | 0 | 0 | 0 | 0 | 0 | -25.4029 | -25.6821 | -25.6821 | -25.6366 | -25.9214 | -26.2063 | -26.2063 | -26.1608 | -26.4515 | -26.7422 | -26.7422 | -26.684 | -26.9805 | -27.277 | -27.277 | -27.5201 | -27.5201 | -27.8225 | -27.8225 | -27.762 | -28.0705 | -28.379 | -28.379 | -28.3173 | -28.6319 | -28.9466 | -28.9466 | -28.8836 | -29.2046 | -29.5255 | -29.5255 | -29.7887 | -29.7887 | -30.116 | -30.116 | -30.0505 | -30.3844 | -30.7183 | -30.7183 | -30.6515 | -30.9921 | -31.3327 | -31.3327 | -31.2646 | -31.612 | -31.9594 | -31.9594 | -32.2442 | -32.2442 | -32.5985 | -32.5985 | -32.5277 | -32.8891 | -33.2505 | -33.2505 | -33.1782 | -33.5469 | -33.9155 | -33.9155 | -33.8418 | -34.2178 | -34.5938 | -34.5938 | -34.9022 | -34.9022 | -35.2857 | -35.2857 | -35.209 | -35.6002 | -35.9914 | -35.9914 | -35.9132 | -36.3122 | -36.7113 | -36.7113 | -36.6314 | -37.0385 | -37.4455 | -37.4455 | -37.7792 | -37.7792 | -38.1944 | -38.1944 | -38.1113 | -38.5348 | -38.9583 | -38.9583 | -38.8736 | -39.3055 | -39.7374 | -39.7374 | -39.6511 | -40.0916 | -40.5322 | -40.5322 | -40.8935 | -40.8935 | -41.3428 | -41.3428 | -41.2529 | -41.7113 | -42.1697 | -42.1697 | -42.078 | -42.5455 | -43.0131 | -43.0131 | -42.9196 | -43.3965 | -43.8733 | -43.8733 | -44.2644 | -44.2644 | -44.7508 | -44.7508 | -44.6535 | -45.1497 | -45.6458 | -45.6458 | -45.5466 | -46.0527 | -46.5587 | -46.5587 | -46.4575 | -46.9737 | -47.4899 | -47.4899 | -47.9132 | -47.9132 | -48.4397 | -48.4397 | -48.3344 | -48.8715 | -49.4085 | -49.4085 | -49.3011 | -49.8489 | -50.3967 | -50.3967 | -50.2871 | 0 | 0 | 0 | 0 | 0
|  | BESS fixed opex | EUR k |  |  | -82238.42 | 0 | 0 | 0 | 0 | 0 | 0 | 0 | 0 | 0 | 0 | -407.5052 | -411.9833 | -411.9833 | -411.2532 | -415.8226 | -420.3921 | -420.3921 | -419.663 | -424.3259 | -428.9888 | -428.9888 | -428.056 | -432.8122 | -437.5684 | -437.5684 | -441.4686 | -441.4686 | -446.3199 | -446.3199 | -445.3495 | -450.2978 | -455.2462 | -455.2462 | -454.2568 | -459.3041 | -464.3513 | -464.3513 | -463.3417 | -468.4899 | -473.6382 | -473.6382 | -477.8597 | -477.8597 | -483.1109 | -483.1109 | -482.0607 | -487.4169 | -492.7731 | -492.7731 | -491.7019 | -497.1653 | -502.6286 | -502.6286 | -501.5361 | -507.1087 | -512.6813 | -512.6813 | -517.251 | -517.251 | -522.9351 | -522.9351 | -521.7982 | -527.596 | -533.3938 | -533.3938 | -532.2343 | -538.148 | -544.0617 | -544.0617 | -542.8787 | -548.9107 | -554.9427 | -554.9427 | -559.8889 | -559.8889 | -566.0415 | -566.0415 | -564.8109 | -571.0866 | -577.3623 | -577.3623 | -576.1074 | -582.5086 | -588.9098 | -588.9098 | -587.6294 | -594.1587 | -600.6879 | -600.6879 | -606.0418 | -606.0418 | -612.7016 | -612.7016 | -611.3695 | -618.1625 | -624.9555 | -624.9555 | -623.5971 | -630.526 | -637.4548 | -637.4548 | -636.0692 | -643.1366 | -650.2041 | -650.2041 | -655.9992 | -655.9992 | -663.208 | -663.208 | -661.766 | -669.119 | -676.4719 | -676.4719 | -675.0014 | -682.5014 | -690.0014 | -690.0014 | -688.5014 | -696.1514 | -703.8014 | -703.8014 | -710.0748 | -710.0748 | -717.8778 | -717.8778 | -716.3171 | -724.2762 | -732.2352 | -732.2352 | -730.6434 | -738.7616 | -746.8799 | -746.8799 | -745.2564 | -753.537 | -761.8176 | -761.8176 | -768.6076 | -768.6076 | -777.0539 | -777.0539 | -775.3646 | -783.9798 | -792.5949 | -792.5949 | -790.8719 | -799.6594 | -808.4468 | -808.4468 | -806.6893 | 0 | 0 | 0 | 0 | 0
|  | Route-to-market and offer fees | EUR k |  |  | 0 | 0 | 0 | 0 | 0 | 0 | 0 | 0 | 0 | 0 | 0 | 0 | 0 | 0 | 0 | 0 | 0 | 0 | 0 | 0 | 0 | 0 | 0 | 0 | 0 | 0 | 0 | 0 | 0 | 0 | 0 | 0 | 0 | 0 | 0 | 0 | 0 | 0 | 0 | 0 | 0 | 0 | 0 | 0 | 0 | 0 | 0 | 0 | 0 | 0 | 0 | 0 | 0 | 0 | 0 | 0 | 0 | 0 | 0 | 0 | 0 | 0 | 0 | 0 | 0 | 0 | 0 | 0 | 0 | 0 | 0 | 0 | 0 | 0 | 0 | 0 | 0 | 0 | 0 | 0 | 0 | 0 | 0 | 0 | 0 | 0 | 0 | 0 | 0 | 0 | 0 | 0 | 0 | 0 | 0 | 0 | 0 | 0 | 0 | 0 | 0 | 0 | 0 | 0 | 0 | 0 | 0 | 0 | 0 | 0 | 0 | 0 | 0 | 0 | 0 | 0 | 0 | 0 | 0 | 0 | 0 | 0 | 0 | 0 | 0 | 0 | 0 | 0 | 0 | 0 | 0 | 0 | 0 | 0 | 0 | 0 | 0 | 0 | 0 | 0 | 0 | 0 | 0 | 0 | 0 | 0 | 0 | 0 | 0 | 0 | 0 | 0 | 0 | 0 | 0 | 0
|  | HIPA and innovation contribution | EUR k |  |  | -9320.1716 | 0 | 0 | 0 | 0 | 0 | 0 | 0 | 0 | 0 | 0 | -70.155 | -70.8897 | -70.8531 | -61.9793 | -62.6343 | -63.2883 | -63.2537 | -57.4455 | -58.0526 | -58.6587 | -58.6265 | -59.1565 | -59.782 | -60.4064 | -60.3735 | -60.1585 | -60.128 | -60.7579 | -60.7268 | -59.1533 | -59.7803 | -60.4063 | -60.375 | -57.3274 | -57.9355 | -58.5427 | -58.513 | -57.712 | -58.3246 | -58.9363 | -58.9067 | -57.7857 | -57.7567 | -58.3622 | -58.3326 | -58.8357 | -59.4594 | -60.0821 | -60.0511 | -59.0329 | -59.6585 | -60.2832 | -60.2519 | -59.4496 | -60.0801 | -60.7096 | -60.6785 | -60.1397 | -60.11 | -60.7406 | -60.7103 | -58.7124 | -59.3361 | -59.9589 | -59.9294 | -60.1083 | -60.747 | -61.3847 | -61.3546 | -60.1104 | -60.7488 | -61.3863 | -61.3559 | -60.3814 | -60.3517 | -60.9848 | -60.9545 | -61.6573 | -62.3117 | -62.9652 | -62.9336 | -62.7081 | -63.3738 | -64.0384 | -64.0064 | -63.2151 | -63.8861 | -64.5561 | -64.5237 | -62.3131 | -62.2822 | -62.9355 | -62.9039 | -71.6149 | -72.3737 | -73.1312 | -73.0931 | -70.5966 | -71.3448 | -72.0919 | -72.0545 | -70.3847 | -71.1308 | -71.8757 | -71.8385 | -70.1533 | -70.1173 | -70.8516 | -70.8149 | -70.8736 | -71.6255 | -72.3763 | -72.3396 | -71.4355 | -72.1938 | -72.951 | -72.9144 | -71.5467 | -72.3062 | -73.0646 | -73.0281 | -72.531 | -72.4958 | -73.2569 | -73.2209 | -73.3968 | -74.177 | -74.9561 | -74.9196 | -75.9952 | -76.8042 | -77.6121 | -77.5756 | -77.8415 | -78.6705 | -79.4983 | -79.4613 | -78.4652 | -78.4291 | -79.2544 | -79.2176 | -79.0086 | -79.8501 | -80.6904 | -80.6529 | -80.4402 | -81.297 | -82.1526 | -82.1145 | -81.8979 | 0 | 0 | 0 | 0 | 0
|  | EBITDA (E: first full year) | EUR k | 7106.991 |  | 221404.9085 | 0 | 0 | 0 | 0 | 0 | 0 | 0 | 0 | 0 | 0 | 2109.4933 | 2131.2154 | 2129.7414 | 1754.4352 | 1772.5809 | 1790.683 | 1789.292 | 1544.2119 | 1560.1252 | 1575.998 | 1574.7137 | 1599.3 | 1615.7994 | 1632.2575 | 1630.9464 | 1613.5765 | 1612.3643 | 1628.8579 | 1627.6207 | 1562.9396 | 1579.1036 | 1595.2287 | 1593.9884 | 1466.727 | 1481.8847 | 1497.0054 | 1495.8298 | 1464.0493 | 1479.1865 | 1494.2871 | 1493.1211 | 1436.5994 | 1435.4589 | 1450.081 | 1448.9171 | 1472.6149 | 1487.7919 | 1502.9304 | 1501.7072 | 1460.8307 | 1475.8675 | 1490.8655 | 1489.6328 | 1457.9724 | 1472.9879 | 1487.9651 | 1486.7432 | 1454.2294 | 1453.0655 | 1467.8574 | 1466.6696 | 1384.3154 | 1398.5777 | 1412.8037 | 1411.649 | 1421.8124 | 1436.4698 | 1451.0902 | 1449.9132 | 1399.6766 | 1414.0764 | 1428.4388 | 1427.2499 | 1375.4506 | 1374.2912 | 1388.222 | 1387.0387 | 1419.6101 | 1434.1857 | 1448.7224 | 1447.4864 | 1440.6771 | 1455.4706 | 1470.2246 | 1468.9718 | 1438.1858 | 1452.9385 | 1467.6513 | 1466.385 | 1361.2379 | 1360.0359 | 1373.767 | 1372.5403 | 1745.5057 | 1763.4406 | 1781.3282 | 1779.822 | 1676.7691 | 1693.9757 | 1711.1362 | 1709.6667 | 1641.7885 | 1658.6162 | 1675.398 | 1673.9385 | 1590.191 | 1588.7829 | 1604.8195 | 1603.3825 | 1609.0479 | 1625.5341 | 1641.9752 | 1640.5387 | 1605.372 | 1621.825 | 1638.233 | 1636.8042 | 1582.0059 | 1598.201 | 1614.3513 | 1612.9246 | 1578.6642 | 1577.2942 | 1593.2432 | 1591.8451 | 1602.7465 | 1619.181 | 1635.5709 | 1634.1533 | 1683.3363 | 1700.6672 | 1717.9535 | 1716.5369 | 1731.3938 | 1749.2376 | 1767.0363 | 1765.5979 | 1709.0765 | 1707.676 | 1725.0268 | 1723.5975 | 1718.4254 | 1736.1105 | 1753.7498 | 1752.2963 | 1747.0377 | 1765.0167 | 1782.9493 | 1781.4712 | 1776.1246 | 0 | 0 | 0 | 0 | 0
x |  | Development, early works, deposits and guarantees (E: to the exit, F: to COD)
|  | FEP SPV acquisition price / connection rights | EUR k |  |  | -549 | -549 | 0 | 0 | 0 | 0 | 0 | 0 | 0 | 0 | 0 | 0 | 0 | 0 | 0 | 0 | 0 | 0 | 0 | 0 | 0 | 0 | 0 | 0 | 0 | 0 | 0 | 0 | 0 | 0 | 0 | 0 | 0 | 0 | 0 | 0 | 0 | 0 | 0 | 0 | 0 | 0 | 0 | 0 | 0 | 0 | 0 | 0 | 0 | 0 | 0 | 0 | 0 | 0 | 0 | 0 | 0 | 0 | 0 | 0 | 0 | 0 | 0 | 0 | 0 | 0 | 0 | 0 | 0 | 0 | 0 | 0 | 0 | 0 | 0 | 0 | 0 | 0 | 0 | 0 | 0 | 0 | 0 | 0 | 0 | 0 | 0 | 0 | 0 | 0 | 0 | 0 | 0 | 0 | 0 | 0 | 0 | 0 | 0 | 0 | 0 | 0 | 0 | 0 | 0 | 0 | 0 | 0 | 0 | 0 | 0 | 0 | 0 | 0 | 0 | 0 | 0 | 0 | 0 | 0 | 0 | 0 | 0 | 0 | 0 | 0 | 0 | 0 | 0 | 0 | 0 | 0 | 0 | 0 | 0 | 0 | 0 | 0 | 0 | 0 | 0 | 0 | 0 | 0 | 0 | 0 | 0 | 0 | 0 | 0 | 0 | 0 | 0 | 0 | 0 | 0
|  | Transaction costs (FEP) | EUR k |  |  | -200 | -200 | 0 | 0 | 0 | 0 | 0 | 0 | 0 | 0 | 0 | 0 | 0 | 0 | 0 | 0 | 0 | 0 | 0 | 0 | 0 | 0 | 0 | 0 | 0 | 0 | 0 | 0 | 0 | 0 | 0 | 0 | 0 | 0 | 0 | 0 | 0 | 0 | 0 | 0 | 0 | 0 | 0 | 0 | 0 | 0 | 0 | 0 | 0 | 0 | 0 | 0 | 0 | 0 | 0 | 0 | 0 | 0 | 0 | 0 | 0 | 0 | 0 | 0 | 0 | 0 | 0 | 0 | 0 | 0 | 0 | 0 | 0 | 0 | 0 | 0 | 0 | 0 | 0 | 0 | 0 | 0 | 0 | 0 | 0 | 0 | 0 | 0 | 0 | 0 | 0 | 0 | 0 | 0 | 0 | 0 | 0 | 0 | 0 | 0 | 0 | 0 | 0 | 0 | 0 | 0 | 0 | 0 | 0 | 0 | 0 | 0 | 0 | 0 | 0 | 0 | 0 | 0 | 0 | 0 | 0 | 0 | 0 | 0 | 0 | 0 | 0 | 0 | 0 | 0 | 0 | 0 | 0 | 0 | 0 | 0 | 0 | 0 | 0 | 0 | 0 | 0 | 0 | 0 | 0 | 0 | 0 | 0 | 0 | 0 | 0 | 0 | 0 | 0 | 0 | 0
|  | DSA loan to PSH | EUR k |  |  | -945 | -73.9773 | -214.7727 | -217.1591 | -219.5455 | -219.5455 | 0 | 0 | 0 | 0 | 0 | 0 | 0 | 0 | 0 | 0 | 0 | 0 | 0 | 0 | 0 | 0 | 0 | 0 | 0 | 0 | 0 | 0 | 0 | 0 | 0 | 0 | 0 | 0 | 0 | 0 | 0 | 0 | 0 | 0 | 0 | 0 | 0 | 0 | 0 | 0 | 0 | 0 | 0 | 0 | 0 | 0 | 0 | 0 | 0 | 0 | 0 | 0 | 0 | 0 | 0 | 0 | 0 | 0 | 0 | 0 | 0 | 0 | 0 | 0 | 0 | 0 | 0 | 0 | 0 | 0 | 0 | 0 | 0 | 0 | 0 | 0 | 0 | 0 | 0 | 0 | 0 | 0 | 0 | 0 | 0 | 0 | 0 | 0 | 0 | 0 | 0 | 0 | 0 | 0 | 0 | 0 | 0 | 0 | 0 | 0 | 0 | 0 | 0 | 0 | 0 | 0 | 0 | 0 | 0 | 0 | 0 | 0 | 0 | 0 | 0 | 0 | 0 | 0 | 0 | 0 | 0 | 0 | 0 | 0 | 0 | 0 | 0 | 0 | 0 | 0 | 0 | 0 | 0 | 0 | 0 | 0 | 0 | 0 | 0 | 0 | 0 | 0 | 0 | 0 | 0 | 0 | 0 | 0 | 0 | 0
|  | Early works paid in development (lines in scope) | EUR k | -785 |  | -785 | -150 | -175 | -460 | 0 | 0 | 0 | 0 | 0 | 0 | 0 | 0 | 0 | 0 | 0 | 0 | 0 | 0 | 0 | 0 | 0 | 0 | 0 | 0 | 0 | 0 | 0 | 0 | 0 | 0 | 0 | 0 | 0 | 0 | 0 | 0 | 0 | 0 | 0 | 0 | 0 | 0 | 0 | 0 | 0 | 0 | 0 | 0 | 0 | 0 | 0 | 0 | 0 | 0 | 0 | 0 | 0 | 0 | 0 | 0 | 0 | 0 | 0 | 0 | 0 | 0 | 0 | 0 | 0 | 0 | 0 | 0 | 0 | 0 | 0 | 0 | 0 | 0 | 0 | 0 | 0 | 0 | 0 | 0 | 0 | 0 | 0 | 0 | 0 | 0 | 0 | 0 | 0 | 0 | 0 | 0 | 0 | 0 | 0 | 0 | 0 | 0 | 0 | 0 | 0 | 0 | 0 | 0 | 0 | 0 | 0 | 0 | 0 | 0 | 0 | 0 | 0 | 0 | 0 | 0 | 0 | 0 | 0 | 0 | 0 | 0 | 0 | 0 | 0 | 0 | 0 | 0 | 0 | 0 | 0 | 0 | 0 | 0 | 0 | 0 | 0 | 0 | 0 | 0 | 0 | 0 | 0 | 0 | 0 | 0 | 0 | 0 | 0 | 0 | 0 | 0
|  | Early works outside the scope, paid at NTP | EUR k |  |  | -725 | 0 | 0 | 0 | 0 | 0 | 0 | -725 | 0 | 0 | 0 | 0 | 0 | 0 | 0 | 0 | 0 | 0 | 0 | 0 | 0 | 0 | 0 | 0 | 0 | 0 | 0 | 0 | 0 | 0 | 0 | 0 | 0 | 0 | 0 | 0 | 0 | 0 | 0 | 0 | 0 | 0 | 0 | 0 | 0 | 0 | 0 | 0 | 0 | 0 | 0 | 0 | 0 | 0 | 0 | 0 | 0 | 0 | 0 | 0 | 0 | 0 | 0 | 0 | 0 | 0 | 0 | 0 | 0 | 0 | 0 | 0 | 0 | 0 | 0 | 0 | 0 | 0 | 0 | 0 | 0 | 0 | 0 | 0 | 0 | 0 | 0 | 0 | 0 | 0 | 0 | 0 | 0 | 0 | 0 | 0 | 0 | 0 | 0 | 0 | 0 | 0 | 0 | 0 | 0 | 0 | 0 | 0 | 0 | 0 | 0 | 0 | 0 | 0 | 0 | 0 | 0 | 0 | 0 | 0 | 0 | 0 | 0 | 0 | 0 | 0 | 0 | 0 | 0 | 0 | 0 | 0 | 0 | 0 | 0 | 0 | 0 | 0 | 0 | 0 | 0 | 0 | 0 | 0 | 0 | 0 | 0 | 0 | 0 | 0 | 0 | 0 | 0 | 0 | 0 | 0
|  | Pre-RtB development costs | EUR k |  |  | -3182 | 0 | 0 | 0 | 0 | -1608.4835 | -1573.5165 | 0 | 0 | 0 | 0 | 0 | 0 | 0 | 0 | 0 | 0 | 0 | 0 | 0 | 0 | 0 | 0 | 0 | 0 | 0 | 0 | 0 | 0 | 0 | 0 | 0 | 0 | 0 | 0 | 0 | 0 | 0 | 0 | 0 | 0 | 0 | 0 | 0 | 0 | 0 | 0 | 0 | 0 | 0 | 0 | 0 | 0 | 0 | 0 | 0 | 0 | 0 | 0 | 0 | 0 | 0 | 0 | 0 | 0 | 0 | 0 | 0 | 0 | 0 | 0 | 0 | 0 | 0 | 0 | 0 | 0 | 0 | 0 | 0 | 0 | 0 | 0 | 0 | 0 | 0 | 0 | 0 | 0 | 0 | 0 | 0 | 0 | 0 | 0 | 0 | 0 | 0 | 0 | 0 | 0 | 0 | 0 | 0 | 0 | 0 | 0 | 0 | 0 | 0 | 0 | 0 | 0 | 0 | 0 | 0 | 0 | 0 | 0 | 0 | 0 | 0 | 0 | 0 | 0 | 0 | 0 | 0 | 0 | 0 | 0 | 0 | 0 | 0 | 0 | 0 | 0 | 0 | 0 | 0 | 0 | 0 | 0 | 0 | 0 | 0 | 0 | 0 | 0 | 0 | 0 | 0 | 0 | 0 | 0 | 0
|  | Cash deposits paid | EUR k |  |  | -1776.375 | -1776.375 | 0 | 0 | 0 | 0 | 0 | 0 | 0 | 0 | 0 | 0 | 0 | 0 | 0 | 0 | 0 | 0 | 0 | 0 | 0 | 0 | 0 | 0 | 0 | 0 | 0 | 0 | 0 | 0 | 0 | 0 | 0 | 0 | 0 | 0 | 0 | 0 | 0 | 0 | 0 | 0 | 0 | 0 | 0 | 0 | 0 | 0 | 0 | 0 | 0 | 0 | 0 | 0 | 0 | 0 | 0 | 0 | 0 | 0 | 0 | 0 | 0 | 0 | 0 | 0 | 0 | 0 | 0 | 0 | 0 | 0 | 0 | 0 | 0 | 0 | 0 | 0 | 0 | 0 | 0 | 0 | 0 | 0 | 0 | 0 | 0 | 0 | 0 | 0 | 0 | 0 | 0 | 0 | 0 | 0 | 0 | 0 | 0 | 0 | 0 | 0 | 0 | 0 | 0 | 0 | 0 | 0 | 0 | 0 | 0 | 0 | 0 | 0 | 0 | 0 | 0 | 0 | 0 | 0 | 0 | 0 | 0 | 0 | 0 | 0 | 0 | 0 | 0 | 0 | 0 | 0 | 0 | 0 | 0 | 0 | 0 | 0 | 0 | 0 | 0 | 0 | 0 | 0 | 0 | 0 | 0 | 0 | 0 | 0 | 0 | 0 | 0 | 0 | 0 | 0
|  | Cash deposits released on their date (E: outstanding until exit or COD) | EUR k | 562.5 |  | 1213.875 | 0 | 1213.875 | 0 | 0 | 0 | 0 | 0 | 0 | 0 | 0 | 0 | 0 | 0 | 0 | 0 | 0 | 0 | 0 | 0 | 0 | 0 | 0 | 0 | 0 | 0 | 0 | 0 | 0 | 0 | 0 | 0 | 0 | 0 | 0 | 0 | 0 | 0 | 0 | 0 | 0 | 0 | 0 | 0 | 0 | 0 | 0 | 0 | 0 | 0 | 0 | 0 | 0 | 0 | 0 | 0 | 0 | 0 | 0 | 0 | 0 | 0 | 0 | 0 | 0 | 0 | 0 | 0 | 0 | 0 | 0 | 0 | 0 | 0 | 0 | 0 | 0 | 0 | 0 | 0 | 0 | 0 | 0 | 0 | 0 | 0 | 0 | 0 | 0 | 0 | 0 | 0 | 0 | 0 | 0 | 0 | 0 | 0 | 0 | 0 | 0 | 0 | 0 | 0 | 0 | 0 | 0 | 0 | 0 | 0 | 0 | 0 | 0 | 0 | 0 | 0 | 0 | 0 | 0 | 0 | 0 | 0 | 0 | 0 | 0 | 0 | 0 | 0 | 0 | 0 | 0 | 0 | 0 | 0 | 0 | 0 | 0 | 0 | 0 | 0 | 0 | 0 | 0 | 0 | 0 | 0 | 0 | 0 | 0 | 0 | 0 | 0 | 0 | 0 | 0 | 0
|  | Cash deposits released at COD (hold routes) | EUR k |  |  | 562.5 | 0 | 0 | 0 | 0 | 0 | 0 | 0 | 0 | 0 | 562.5 | 0 | 0 | 0 | 0 | 0 | 0 | 0 | 0 | 0 | 0 | 0 | 0 | 0 | 0 | 0 | 0 | 0 | 0 | 0 | 0 | 0 | 0 | 0 | 0 | 0 | 0 | 0 | 0 | 0 | 0 | 0 | 0 | 0 | 0 | 0 | 0 | 0 | 0 | 0 | 0 | 0 | 0 | 0 | 0 | 0 | 0 | 0 | 0 | 0 | 0 | 0 | 0 | 0 | 0 | 0 | 0 | 0 | 0 | 0 | 0 | 0 | 0 | 0 | 0 | 0 | 0 | 0 | 0 | 0 | 0 | 0 | 0 | 0 | 0 | 0 | 0 | 0 | 0 | 0 | 0 | 0 | 0 | 0 | 0 | 0 | 0 | 0 | 0 | 0 | 0 | 0 | 0 | 0 | 0 | 0 | 0 | 0 | 0 | 0 | 0 | 0 | 0 | 0 | 0 | 0 | 0 | 0 | 0 | 0 | 0 | 0 | 0 | 0 | 0 | 0 | 0 | 0 | 0 | 0 | 0 | 0 | 0 | 0 | 0 | 0 | 0 | 0 | 0 | 0 | 0 | 0 | 0 | 0 | 0 | 0 | 0 | 0 | 0 | 0 | 0 | 0 | 0 | 0 | 0 | 0
|  | Guarantees outstanding, dated release (E: all-in rate) | EUR k | 3.62% |  |  | 0 | 0 | 0 | 0 | 0 | 0 | 0 | 0 | 0 | 0 | 0 | 0 | 0 | 0 | 0 | 0 | 0 | 0 | 0 | 0 | 0 | 0 | 0 | 0 | 0 | 0 | 0 | 0 | 0 | 0 | 0 | 0 | 0 | 0 | 0 | 0 | 0 | 0 | 0 | 0 | 0 | 0 | 0 | 0 | 0 | 0 | 0 | 0 | 0 | 0 | 0 | 0 | 0 | 0 | 0 | 0 | 0 | 0 | 0 | 0 | 0 | 0 | 0 | 0 | 0 | 0 | 0 | 0 | 0 | 0 | 0 | 0 | 0 | 0 | 0 | 0 | 0 | 0 | 0 | 0 | 0 | 0 | 0 | 0 | 0 | 0 | 0 | 0 | 0 | 0 | 0 | 0 | 0 | 0 | 0 | 0 | 0 | 0 | 0 | 0 | 0 | 0 | 0 | 0 | 0 | 0 | 0 | 0 | 0 | 0 | 0 | 0 | 0 | 0 | 0 | 0 | 0 | 0 | 0 | 0 | 0 | 0 | 0 | 0 | 0 | 0 | 0 | 0 | 0 | 0 | 0 | 0 | 0 | 0 | 0 | 0 | 0 | 0 | 0 | 0 | 0 | 0 | 0 | 0 | 0 | 0 | 0 | 0 | 0 | 0 | 0 | 0 | 0 | 0 | 0
|  | Guarantees outstanding, released at the exit or COD | EUR k |  |  |  | 0 | 606.9375 | 809.25 | 809.25 | 809.25 | 809.25 | 809.25 | 809.25 | 809.25 | 809.25 | 809.25 | 809.25 | 809.25 | 809.25 | 809.25 | 809.25 | 809.25 | 809.25 | 809.25 | 809.25 | 809.25 | 809.25 | 809.25 | 809.25 | 809.25 | 809.25 | 809.25 | 809.25 | 809.25 | 809.25 | 809.25 | 809.25 | 809.25 | 809.25 | 809.25 | 809.25 | 809.25 | 809.25 | 809.25 | 809.25 | 809.25 | 809.25 | 809.25 | 809.25 | 809.25 | 809.25 | 809.25 | 809.25 | 809.25 | 809.25 | 809.25 | 809.25 | 809.25 | 809.25 | 809.25 | 809.25 | 809.25 | 809.25 | 809.25 | 809.25 | 809.25 | 809.25 | 809.25 | 809.25 | 809.25 | 809.25 | 809.25 | 809.25 | 809.25 | 809.25 | 809.25 | 809.25 | 809.25 | 809.25 | 809.25 | 809.25 | 809.25 | 809.25 | 809.25 | 809.25 | 809.25 | 809.25 | 809.25 | 809.25 | 809.25 | 809.25 | 809.25 | 809.25 | 809.25 | 809.25 | 809.25 | 809.25 | 809.25 | 809.25 | 809.25 | 809.25 | 809.25 | 809.25 | 809.25 | 809.25 | 809.25 | 809.25 | 809.25 | 809.25 | 809.25 | 809.25 | 809.25 | 809.25 | 809.25 | 809.25 | 809.25 | 809.25 | 809.25 | 809.25 | 809.25 | 809.25 | 809.25 | 809.25 | 809.25 | 809.25 | 809.25 | 809.25 | 809.25 | 809.25 | 809.25 | 809.25 | 809.25 | 809.25 | 809.25 | 809.25 | 809.25 | 809.25 | 809.25 | 809.25 | 809.25 | 809.25 | 809.25 | 809.25 | 809.25 | 809.25 | 809.25 | 809.25 | 809.25 | 809.25 | 809.25 | 809.25 | 809.25 | 809.25 | 809.25 | 809.25 | 809.25 | 809.25 | 809.25 | 809.25 | 809.25
|  | Guarantee fees, hold routes (to COD) | EUR k | -34.7124 | -64.0875 | -64.0875 | 0 | -5.4175 | -7.3036 | -7.3839 | -7.3839 | -7.2234 | -7.3036 | -7.3839 | -7.3839 | -7.3036 | 0 | 0 | 0 | 0 | 0 | 0 | 0 | 0 | 0 | 0 | 0 | 0 | 0 | 0 | 0 | 0 | 0 | 0 | 0 | 0 | 0 | 0 | 0 | 0 | 0 | 0 | 0 | 0 | 0 | 0 | 0 | 0 | 0 | 0 | 0 | 0 | 0 | 0 | 0 | 0 | 0 | 0 | 0 | 0 | 0 | 0 | 0 | 0 | 0 | 0 | 0 | 0 | 0 | 0 | 0 | 0 | 0 | 0 | 0 | 0 | 0 | 0 | 0 | 0 | 0 | 0 | 0 | 0 | 0 | 0 | 0 | 0 | 0 | 0 | 0 | 0 | 0 | 0 | 0 | 0 | 0 | 0 | 0 | 0 | 0 | 0 | 0 | 0 | 0 | 0 | 0 | 0 | 0 | 0 | 0 | 0 | 0 | 0 | 0 | 0 | 0 | 0 | 0 | 0 | 0 | 0 | 0 | 0 | 0 | 0 | 0 | 0 | 0 | 0 | 0 | 0 | 0 | 0 | 0 | 0 | 0 | 0 | 0 | 0 | 0 | 0 | 0 | 0 | 0 | 0 | 0 | 0 | 0 | 0 | 0 | 0 | 0 | 0 | 0 | 0 | 0 | 0 | 0 | 0 | 0
|  | Guarantee fees, RtB route (to the exit period) | EUR k |  |  | -34.7124 | 0 | -5.4175 | -7.3036 | -7.3839 | -7.3839 | -7.2234 | 0 | 0 | 0 | 0 | 0 | 0 | 0 | 0 | 0 | 0 | 0 | 0 | 0 | 0 | 0 | 0 | 0 | 0 | 0 | 0 | 0 | 0 | 0 | 0 | 0 | 0 | 0 | 0 | 0 | 0 | 0 | 0 | 0 | 0 | 0 | 0 | 0 | 0 | 0 | 0 | 0 | 0 | 0 | 0 | 0 | 0 | 0 | 0 | 0 | 0 | 0 | 0 | 0 | 0 | 0 | 0 | 0 | 0 | 0 | 0 | 0 | 0 | 0 | 0 | 0 | 0 | 0 | 0 | 0 | 0 | 0 | 0 | 0 | 0 | 0 | 0 | 0 | 0 | 0 | 0 | 0 | 0 | 0 | 0 | 0 | 0 | 0 | 0 | 0 | 0 | 0 | 0 | 0 | 0 | 0 | 0 | 0 | 0 | 0 | 0 | 0 | 0 | 0 | 0 | 0 | 0 | 0 | 0 | 0 | 0 | 0 | 0 | 0 | 0 | 0 | 0 | 0 | 0 | 0 | 0 | 0 | 0 | 0 | 0 | 0 | 0 | 0 | 0 | 0 | 0 | 0 | 0 | 0 | 0 | 0 | 0 | 0 | 0 | 0 | 0 | 0 | 0 | 0 | 0 | 0 | 0 | 0 | 0 | 0
x |  | Construction
|  | Remaining construction capex (E: total incl. early works, F: of which BESS) | EUR k | 57870 | 22000 | -56360 | 0 | 0 | 0 | 0 | 0 | 0 | 0 | -18854.9818 | -18854.9818 | -18650.0364 | 0 | 0 | 0 | 0 | 0 | 0 | 0 | 0 | 0 | 0 | 0 | 0 | 0 | 0 | 0 | 0 | 0 | 0 | 0 | 0 | 0 | 0 | 0 | 0 | 0 | 0 | 0 | 0 | 0 | 0 | 0 | 0 | 0 | 0 | 0 | 0 | 0 | 0 | 0 | 0 | 0 | 0 | 0 | 0 | 0 | 0 | 0 | 0 | 0 | 0 | 0 | 0 | 0 | 0 | 0 | 0 | 0 | 0 | 0 | 0 | 0 | 0 | 0 | 0 | 0 | 0 | 0 | 0 | 0 | 0 | 0 | 0 | 0 | 0 | 0 | 0 | 0 | 0 | 0 | 0 | 0 | 0 | 0 | 0 | 0 | 0 | 0 | 0 | 0 | 0 | 0 | 0 | 0 | 0 | 0 | 0 | 0 | 0 | 0 | 0 | 0 | 0 | 0 | 0 | 0 | 0 | 0 | 0 | 0 | 0 | 0 | 0 | 0 | 0 | 0 | 0 | 0 | 0 | 0 | 0 | 0 | 0 | 0 | 0 | 0 | 0 | 0 | 0 | 0 | 0 | 0 | 0 | 0 | 0 | 0 | 0 | 0 | 0 | 0 | 0 | 0 | 0 | 0 | 0 | 0
|  | BESS augmentation (Q1 of the year; indexed with fix 7) | EUR k |  |  | -34726.098 | 0 | 0 | 0 | 0 | 0 | 0 | 0 | 0 | 0 | 0 | 0 | 0 | 0 | 0 | 0 | 0 | 0 | 0 | 0 | 0 | 0 | 0 | 0 | 0 | 0 | 0 | 0 | 0 | 0 | 0 | 0 | 0 | 0 | 0 | 0 | 0 | 0 | 0 | 0 | 0 | 0 | 0 | 0 | 0 | 0 | 0 | 0 | 0 | 0 | 0 | 0 | 0 | 0 | 0 | 0 | 0 | 0 | 0 | 0 | 0 | 0 | 0 | 0 | 0 | 0 | 0 | 0 | 0 | 0 | 0 | 0 | 0 | 0 | 0 | 0 | 0 | 0 | 0 | 0 | 0 | 0 | 0 | 0 | 0 | 0 | 0 | 0 | 0 | 0 | -34726.098 | 0 | 0 | 0 | 0 | 0 | 0 | 0 | 0 | 0 | 0 | 0 | 0 | 0 | 0 | 0 | 0 | 0 | 0 | 0 | 0 | 0 | 0 | 0 | 0 | 0 | 0 | 0 | 0 | 0 | 0 | 0 | 0 | 0 | 0 | 0 | 0 | 0 | 0 | 0 | 0 | 0 | 0 | 0 | 0 | 0 | 0 | 0 | 0 | 0 | 0 | 0 | 0 | 0 | 0 | 0 | 0 | 0 | 0 | 0 | 0 | 0 | 0 | 0 | 0 | 0
|  | Construction cost (E: compounded to COD at the debt rate) | EUR k | -57822.5367 |  | -57085 | 0 | 0 | 0 | 0 | 0 | 0 | -725 | -18854.9818 | -18854.9818 | -18650.0364 | 0 | 0 | 0 | 0 | 0 | 0 | 0 | 0 | 0 | 0 | 0 | 0 | 0 | 0 | 0 | 0 | 0 | 0 | 0 | 0 | 0 | 0 | 0 | 0 | 0 | 0 | 0 | 0 | 0 | 0 | 0 | 0 | 0 | 0 | 0 | 0 | 0 | 0 | 0 | 0 | 0 | 0 | 0 | 0 | 0 | 0 | 0 | 0 | 0 | 0 | 0 | 0 | 0 | 0 | 0 | 0 | 0 | 0 | 0 | 0 | 0 | 0 | 0 | 0 | 0 | 0 | 0 | 0 | 0 | 0 | 0 | 0 | 0 | 0 | 0 | 0 | 0 | 0 | 0 | 0 | 0 | 0 | 0 | 0 | 0 | 0 | 0 | 0 | 0 | 0 | 0 | 0 | 0 | 0 | 0 | 0 | 0 | 0 | 0 | 0 | 0 | 0 | 0 | 0 | 0 | 0 | 0 | 0 | 0 | 0 | 0 | 0 | 0 | 0 | 0 | 0 | 0 | 0 | 0 | 0 | 0 | 0 | 0 | 0 | 0 | 0 | 0 | 0 | 0 | 0 | 0 | 0 | 0 | 0 | 0 | 0 | 0 | 0 | 0 | 0 | 0 | 0 | 0 | 0 | 0
x |  | Debt sizing on CFADS
|  | Corporate income tax – paste (macro) | EUR k |  |  |  | 0 | 0 | 0 | 0 | 0 | 0 | 0 | 0 | 0 | 0 | -37.8547 | -46.5937 | -77.4835 | -45.8424 | -47.0336 | -48.2261 | -48.5308 | -28.6311 | -29.6427 | -30.6562 | -30.9924 | -35.3848 | -36.4717 | -37.5606 | -37.9173 | -37.6959 | -38.0734 | -39.1894 | -39.577 | -35.9832 | -37.0882 | -38.1962 | -38.6089 | -29.4086 | -30.4491 | -31.493 | -31.9382 | -31.3583 | -32.4243 | -33.4942 | -33.9683 | -30.3289 | -30.8199 | -31.8758 | -32.3797 | -36.8511 | -37.9798 | -39.1128 | -39.6423 | -38.3334 | -88.8186 | -90.5133 | -91.0745 | -89.5437 | -91.2652 | -92.9919 | -93.5884 | -91.6964 | -92.3159 | -94.0614 | -94.6969 | -88.6748 | -90.4005 | -92.1325 | -92.8088 | -95.1516 | -96.9516 | -98.7583 | -99.4724 | -96.4194 | -98.237 | -99.2106 | -99.1036 | -94.7607 | -94.6563 | -95.5911 | -95.4846 | -99.054 | -100.0468 | -101.0361 | -100.9249 | -100.9501 | -101.9625 | -102.9713 | -102.8586 | -100.7259 | -101.7346 | -102.7397 | -102.6258 | -93.4815 | -15.4964 | -15.5574 | -15.447 | -51.3635 | -51.8028 | -52.2379 | -52.1023 | -45.1772 | -45.551 | -45.9206 | -45.7883 | -42.0289 | -42.3686 | -42.7042 | -42.5728 | -36.2103 | -36.0836 | -36.3521 | -36.2228 | -39.0823 | -39.3912 | -39.6961 | -39.5668 | -38.7514 | -39.0574 | -39.3593 | -39.2307 | -36.6485 | -36.9312 | -37.21 | -37.0816 | -35.1729 | -35.0496 | -35.3102 | -35.1844 | -38.5151 | -38.8194 | -39.1197 | -38.9921 | -45.7682 | -153.06 | -154.6158 | -154.4883 | -155.8254 | -157.4314 | -159.0333 | -158.9038 | -153.8169 | -153.6908 | -155.2524 | -155.1238 | -154.6583 | -156.2499 | -157.8375 | -157.7067 | -157.2334 | -158.8515 | -160.4654 | -160.3324 | -159.8512 | 0 | 0 | 0 | 0 | 0
|  | CFADS (EBITDA less tax, after COD) | EUR k |  |  | 211370.9708 | 0 | 0 | 0 | 0 | 0 | 0 | 0 | 0 | 0 | 0 | 2071.6385 | 2084.6217 | 2052.2579 | 1708.5927 | 1725.5473 | 1742.4568 | 1740.7612 | 1515.5809 | 1530.4825 | 1545.3418 | 1543.7213 | 1563.9151 | 1579.3277 | 1594.6969 | 1593.0291 | 1575.8806 | 1574.2908 | 1589.6685 | 1588.0437 | 1526.9564 | 1542.0154 | 1557.0326 | 1555.3796 | 1437.3184 | 1451.4356 | 1465.5124 | 1463.8916 | 1432.691 | 1446.7622 | 1460.7929 | 1459.1528 | 1406.2705 | 1404.639 | 1418.2052 | 1416.5374 | 1435.7638 | 1449.8121 | 1463.8177 | 1462.0649 | 1422.4973 | 1387.0489 | 1400.3523 | 1398.5582 | 1368.4286 | 1381.7227 | 1394.9732 | 1393.1549 | 1362.533 | 1360.7496 | 1373.796 | 1371.9727 | 1295.6406 | 1308.1772 | 1320.6712 | 1318.8402 | 1326.6609 | 1339.5182 | 1352.3318 | 1350.4408 | 1303.2572 | 1315.8394 | 1329.2282 | 1328.1463 | 1280.6899 | 1279.6348 | 1292.6309 | 1291.5541 | 1320.556 | 1334.1388 | 1347.6863 | 1346.5615 | 1339.7271 | 1353.5081 | 1367.2533 | 1366.1133 | 1337.4599 | 1351.2039 | 1364.9116 | 1363.7593 | 1267.7564 | 1344.5395 | 1358.2096 | 1357.0933 | 1694.1423 | 1711.6378 | 1729.0903 | 1727.7197 | 1631.5919 | 1648.4248 | 1665.2156 | 1663.8783 | 1599.7596 | 1616.2476 | 1632.6939 | 1631.3657 | 1553.9807 | 1552.6993 | 1568.4674 | 1567.1597 | 1569.9656 | 1586.1429 | 1602.2791 | 1600.9719 | 1566.6206 | 1582.7676 | 1598.8736 | 1597.5735 | 1545.3574 | 1561.2698 | 1577.1414 | 1575.843 | 1543.4913 | 1542.2446 | 1557.9329 | 1556.6607 | 1564.2313 | 1580.3616 | 1596.4512 | 1595.1612 | 1637.568 | 1547.6071 | 1563.3377 | 1562.0486 | 1575.5683 | 1591.8062 | 1608.003 | 1606.6941 | 1555.2597 | 1553.9852 | 1569.7744 | 1568.4737 | 1563.7672 | 1579.8605 | 1595.9123 | 1594.5896 | 1589.8043 | 1606.1652 | 1622.4839 | 1621.1388 | 1616.2734 | 0 | 0 | 0 | 0 | 0
|  | 1 ÷ target DSCR, weighted by contracted and merchant revenue | factor |  |  |  | 0 | 0 | 0 | 0 | 0 | 0 | 0 | 0 | 0 | 0 | 0.74074 | 0.74074 | 0.74074 | 0.74074 | 0.74074 | 0.74074 | 0.74074 | 0.74074 | 0.74074 | 0.74074 | 0.74074 | 0.74074 | 0.74074 | 0.74074 | 0.74074 | 0.74074 | 0.74074 | 0.74074 | 0.74074 | 0.74074 | 0.74074 | 0.74074 | 0.74074 | 0.74074 | 0.74074 | 0.74074 | 0.74074 | 0.74074 | 0.74074 | 0.74074 | 0.74074 | 0.74074 | 0.74074 | 0.74074 | 0.74074 | 0.74074 | 0.74074 | 0.74074 | 0.74074 | 0.74074 | 0.74074 | 0.74074 | 0.74074 | 0.74074 | 0.74074 | 0.74074 | 0.74074 | 0.74074 | 0.74074 | 0.74074 | 0.74074 | 0.74074 | 0.74074 | 0.74074 | 0.74074 | 0.74074 | 0.74074 | 0.74074 | 0.74074 | 0.74074 | 0.74074 | 0.74074 | 0.74074 | 0.74074 | 0.74074 | 0.74074 | 0.74074 | 0.74074 | 0.74074 | 0.74074 | 0.74074 | 0.74074 | 0.74074 | 0.74074 | 0.74074 | 0.74074 | 0.74074 | 0.74074 | 0.74074 | 0.74074 | 0.74074 | 0.74074 | 0.74074 | 0.74074 | 0.74074 | 0.74074 | 0.74074 | 0.74074 | 0.74074 | 0.74074 | 0.74074 | 0.74074 | 0.74074 | 0.74074 | 0.74074 | 0.74074 | 0.74074 | 0.74074 | 0.74074 | 0.74074 | 0.74074 | 0.74074 | 0.74074 | 0.74074 | 0.74074 | 0.74074 | 0.74074 | 0.74074 | 0.74074 | 0.74074 | 0.74074 | 0.74074 | 0.74074 | 0.74074 | 0.74074 | 0.74074 | 0.74074 | 0.74074 | 0.74074 | 0.74074 | 0.74074 | 0.74074 | 0.74074 | 0.74074 | 0.74074 | 0.74074 | 0.74074 | 0.74074 | 0.74074 | 0.74074 | 0.74074 | 0.74074 | 0.74074 | 0.74074 | 0.74074 | 0.74074 | 0.74074 | 0.74074 | 0.74074 | 0.74074 | 0 | 0 | 0 | 0 | 0
|  | CFADS ÷ target DSCR (E: annuity debt capacity, F: lowest quarter) | EUR k | 40342.0166 | 959.7338 |  | 11: 1534.5471; 12: 1544.1642; 13: 1520.191; 14: 1265.6242; 15: 1278.1832; 16: 1290.7088; 17: 1289.4528; 18: 1122.6525; 19: 1133.6907; 20: 1144.6976; 21: 1143.4973; 22: 1158.4556; 23: 1169.8724; 24: 1181.257; 25: 1180.0215; 26: 1167.319; 27: 1166.1414; 28: 1177.5322; 29: 1176.3287; 30: 1131.0788; 31: 1142.2336; 32: 1153.3575; 33: 1152.133; 34: 1064.6803; 35: 1075.1375; 36: 1085.5648; 37: 1084.3642; 38: 1061.2526; 39: 1071.6757; 40: 1082.0688; 41: 1080.8539; 42: 1041.6818; 43: 1040.4733; 44: 1050.5223; 45: 1049.2869; 46: 1063.5287; 47: 1073.9349; 48: 1084.3094; 49: 1083.011; 50: 1053.7017; 51: 1027.4437; 52: 1037.298; 53: 1035.9691; 54: 1013.6508; 55: 1023.4983; 56: 1033.3135; 57: 1031.9666; 58: 1009.2837; 59: 1007.9627; 60: 1017.6267; 61: 1016.276; 62: 959.7338; 63: 969.0201; 64: 978.275; 65: 976.9187; 66: 982.7118; 67: 992.2357; 68: 1001.7273; 69: 1000.3265; 70: 965.3757
|  | Debt quantum: per MWp (off: whole cost) | EUR k | 57822.5367
|  | Debt share of construction cost (E), share of the capacity used (F) | % | 55% | 78.83%
|  | Debt at COD (E) and level annuity per quarter (F) | EUR k | 31802.3952 | 756.5768
x |  | Senior debt
|  | Interest paid | EUR k |  |  | -13592.2103 | 0 | 0 | 0 | 0 | 0 | 0 | 0 | 0 | 0 | 0 | -397.5299 | -393.0419 | -388.4977 | -383.8967 | -379.2382 | -374.5214 | -369.7458 | -364.9104 | -360.0145 | -355.0575 | -350.0385 | -344.9568 | -339.8115 | -334.602 | -329.3273 | -323.9867 | -318.5793 | -313.1043 | -307.5609 | -301.9482 | -296.2654 | -290.5115 | -284.6857 | -278.787 | -272.8147 | -266.7676 | -260.645 | -254.4459 | -248.1692 | -241.8141 | -235.3796 | -228.8646 | -222.2682 | -215.5894 | -208.827 | -201.9802 | -195.0477 | -188.0286 | -180.9217 | -173.7261 | -166.4404 | -159.0637 | -151.5948 | -144.0325 | -136.3757 | -128.6232 | -120.7738 | -112.8263 | -104.7794 | -96.6319 | -88.3826 | -80.0302 | -71.5733 | -63.0108 | -54.3412 | -45.5633 | -36.6756 | -27.6768 | -18.5656 | -9.3405 | -2.7285e-13 | -2.7285e-13 | -2.7285e-13 | -2.7285e-13 | -2.7285e-13 | -2.7285e-13 | -2.7285e-13 | -2.7285e-13 | -2.7285e-13 | -2.7285e-13 | -2.7285e-13 | -2.7285e-13 | -2.7285e-13 | -2.7285e-13 | -2.7285e-13 | -2.7285e-13 | -2.7285e-13 | -2.7285e-13 | -2.7285e-13 | -2.7285e-13 | -2.7285e-13 | -2.7285e-13 | -2.7285e-13 | -2.7285e-13 | -2.7285e-13 | -2.7285e-13 | -2.7285e-13 | -2.7285e-13 | -2.7285e-13 | -2.7285e-13 | -2.7285e-13 | -2.7285e-13 | -2.7285e-13 | -2.7285e-13 | -2.7285e-13 | -2.7285e-13 | -2.7285e-13 | -2.7285e-13 | -2.7285e-13 | -2.7285e-13 | -2.7285e-13 | -2.7285e-13 | -2.7285e-13 | -2.7285e-13 | -2.7285e-13 | -2.7285e-13 | -2.7285e-13 | -2.7285e-13 | -2.7285e-13 | -2.7285e-13 | -2.7285e-13 | -2.7285e-13 | -2.7285e-13 | -2.7285e-13 | -2.7285e-13 | -2.7285e-13 | -2.7285e-13 | -2.7285e-13 | -2.7285e-13 | -2.7285e-13 | -2.7285e-13 | -2.7285e-13 | -2.7285e-13 | -2.7285e-13 | -2.7285e-13 | -2.7285e-13 | -2.7285e-13 | -2.7285e-13 | -2.7285e-13 | -2.7285e-13 | -2.7285e-13 | -2.7285e-13 | -2.7285e-13 | -2.7285e-13 | -2.7285e-13 | -2.7285e-13 | -2.7285e-13 | -2.7285e-13 | -2.7285e-13 | -2.7285e-13 | -2.7285e-13 | -2.7285e-13 | -2.7285e-13 | -2.7285e-13 | -2.7285e-13
|  | Scheduled repayment (annuity) | EUR k |  |  | -31802.3952 | 0 | 0 | 0 | 0 | 0 | 0 | 0 | 0 | 0 | 0 | -359.0468 | -363.5349 | -368.0791 | -372.6801 | -377.3386 | -382.0553 | -386.831 | -391.6664 | -396.5622 | -401.5192 | -406.5382 | -411.62 | -416.7652 | -421.9748 | -427.2495 | -432.5901 | -437.9975 | -443.4724 | -449.0158 | -454.6285 | -460.3114 | -466.0653 | -471.8911 | -477.7897 | -483.7621 | -489.8091 | -495.9317 | -502.1309 | -508.4075 | -514.7626 | -521.1972 | -527.7121 | -534.3085 | -540.9874 | -547.7497 | -554.5966 | -561.5291 | -568.5482 | -575.655 | -582.8507 | -590.1363 | -597.513 | -604.982 | -612.5442 | -620.201 | -627.9535 | -635.803 | -643.7505 | -651.7974 | -659.9449 | -668.1942 | -676.5466 | -685.0034 | -693.566 | -702.2355 | -711.0135 | -719.9012 | -728.8999 | -738.0112 | -747.2363 | 0 | 0 | 0 | 0 | 0 | 0 | 0 | 0 | 0 | 0 | 0 | 0 | 0 | 0 | 0 | 0 | 0 | 0 | 0 | 0 | 0 | 0 | 0 | 0 | 0 | 0 | 0 | 0 | 0 | 0 | 0 | 0 | 0 | 0 | 0 | 0 | 0 | 0 | 0 | 0 | 0 | 0 | 0 | 0 | 0 | 0 | 0 | 0 | 0 | 0 | 0 | 0 | 0 | 0 | 0 | 0 | 0 | 0 | 0 | 0 | 0 | 0 | 0 | 0 | 0 | 0 | 0 | 0 | 0 | 0 | 0 | 0 | 0 | 0 | 0 | 0 | 0 | 0 | 0 | 0 | 0 | 0 | 0 | 0 | 0
|  | Scheduled debt service | EUR k |  |  | -45394.6055 | 0 | 0 | 0 | 0 | 0 | 0 | 0 | 0 | 0 | 0 | -756.5768 | -756.5768 | -756.5768 | -756.5768 | -756.5768 | -756.5768 | -756.5768 | -756.5768 | -756.5768 | -756.5768 | -756.5768 | -756.5768 | -756.5768 | -756.5768 | -756.5768 | -756.5768 | -756.5768 | -756.5768 | -756.5768 | -756.5768 | -756.5768 | -756.5768 | -756.5768 | -756.5768 | -756.5768 | -756.5768 | -756.5768 | -756.5768 | -756.5768 | -756.5768 | -756.5768 | -756.5768 | -756.5768 | -756.5768 | -756.5768 | -756.5768 | -756.5768 | -756.5768 | -756.5768 | -756.5768 | -756.5768 | -756.5768 | -756.5768 | -756.5768 | -756.5768 | -756.5768 | -756.5768 | -756.5768 | -756.5768 | -756.5768 | -756.5768 | -756.5768 | -756.5768 | -756.5768 | -756.5768 | -756.5768 | -756.5768 | -756.5768 | -756.5768 | -756.5768 | -2.7285e-13 | -2.7285e-13 | -2.7285e-13 | -2.7285e-13 | -2.7285e-13 | -2.7285e-13 | -2.7285e-13 | -2.7285e-13 | -2.7285e-13 | -2.7285e-13 | -2.7285e-13 | -2.7285e-13 | -2.7285e-13 | -2.7285e-13 | -2.7285e-13 | -2.7285e-13 | -2.7285e-13 | -2.7285e-13 | -2.7285e-13 | -2.7285e-13 | -2.7285e-13 | -2.7285e-13 | -2.7285e-13 | -2.7285e-13 | -2.7285e-13 | -2.7285e-13 | -2.7285e-13 | -2.7285e-13 | -2.7285e-13 | -2.7285e-13 | -2.7285e-13 | -2.7285e-13 | -2.7285e-13 | -2.7285e-13 | -2.7285e-13 | -2.7285e-13 | -2.7285e-13 | -2.7285e-13 | -2.7285e-13 | -2.7285e-13 | -2.7285e-13 | -2.7285e-13 | -2.7285e-13 | -2.7285e-13 | -2.7285e-13 | -2.7285e-13 | -2.7285e-13 | -2.7285e-13 | -2.7285e-13 | -2.7285e-13 | -2.7285e-13 | -2.7285e-13 | -2.7285e-13 | -2.7285e-13 | -2.7285e-13 | -2.7285e-13 | -2.7285e-13 | -2.7285e-13 | -2.7285e-13 | -2.7285e-13 | -2.7285e-13 | -2.7285e-13 | -2.7285e-13 | -2.7285e-13 | -2.7285e-13 | -2.7285e-13 | -2.7285e-13 | -2.7285e-13 | -2.7285e-13 | -2.7285e-13 | -2.7285e-13 | -2.7285e-13 | -2.7285e-13 | -2.7285e-13 | -2.7285e-13 | -2.7285e-13 | -2.7285e-13 | -2.7285e-13 | -2.7285e-13 | -2.7285e-13 | -2.7285e-13 | -2.7285e-13 | -2.7285e-13 | -2.7285e-13 | -2.7285e-13
|  | Cash sweep | EUR k |  |  | 0 | 0 | 0 | 0 | 0 | 0 | 0 | 0 | 0 | 0 | 0 | 0 | 0 | 0 | 0 | 0 | 0 | 0 | 0 | 0 | 0 | 0 | 0 | 0 | 0 | 0 | 0 | 0 | 0 | 0 | 0 | 0 | 0 | 0 | 0 | 0 | 0 | 0 | 0 | 0 | 0 | 0 | 0 | 0 | 0 | 0 | 0 | 0 | 0 | 0 | 0 | 0 | 0 | 0 | 0 | 0 | 0 | 0 | 0 | 0 | 0 | 0 | 0 | 0 | 0 | 0 | 0 | 0 | 0 | 0 | 0 | 0 | 0 | 0 | 0 | 0 | 0 | 0 | 0 | 0 | 0 | 0 | 0 | 0 | 0 | 0 | 0 | 0 | 0 | 0 | 0 | 0 | 0 | 0 | 0 | 0 | 0 | 0 | 0 | 0 | 0 | 0 | 0 | 0 | 0 | 0 | 0 | 0 | 0 | 0 | 0 | 0 | 0 | 0 | 0 | 0 | 0 | 0 | 0 | 0 | 0 | 0 | 0 | 0 | 0 | 0 | 0 | 0 | 0 | 0 | 0 | 0 | 0 | 0 | 0 | 0 | 0 | 0 | 0 | 0 | 0 | 0 | 0 | 0 | 0 | 0 | 0 | 0 | 0 | 0 | 0 | 0 | 0 | 0 | 0 | 0
|  | Debt service incl. sweep | EUR k |  |  | -45394.6055 | 0 | 0 | 0 | 0 | 0 | 0 | 0 | 0 | 0 | 0 | -756.5768 | -756.5768 | -756.5768 | -756.5768 | -756.5768 | -756.5768 | -756.5768 | -756.5768 | -756.5768 | -756.5768 | -756.5768 | -756.5768 | -756.5768 | -756.5768 | -756.5768 | -756.5768 | -756.5768 | -756.5768 | -756.5768 | -756.5768 | -756.5768 | -756.5768 | -756.5768 | -756.5768 | -756.5768 | -756.5768 | -756.5768 | -756.5768 | -756.5768 | -756.5768 | -756.5768 | -756.5768 | -756.5768 | -756.5768 | -756.5768 | -756.5768 | -756.5768 | -756.5768 | -756.5768 | -756.5768 | -756.5768 | -756.5768 | -756.5768 | -756.5768 | -756.5768 | -756.5768 | -756.5768 | -756.5768 | -756.5768 | -756.5768 | -756.5768 | -756.5768 | -756.5768 | -756.5768 | -756.5768 | -756.5768 | -756.5768 | -756.5768 | -756.5768 | -756.5768 | -2.7285e-13 | -2.7285e-13 | -2.7285e-13 | -2.7285e-13 | -2.7285e-13 | -2.7285e-13 | -2.7285e-13 | -2.7285e-13 | -2.7285e-13 | -2.7285e-13 | -2.7285e-13 | -2.7285e-13 | -2.7285e-13 | -2.7285e-13 | -2.7285e-13 | -2.7285e-13 | -2.7285e-13 | -2.7285e-13 | -2.7285e-13 | -2.7285e-13 | -2.7285e-13 | -2.7285e-13 | -2.7285e-13 | -2.7285e-13 | -2.7285e-13 | -2.7285e-13 | -2.7285e-13 | -2.7285e-13 | -2.7285e-13 | -2.7285e-13 | -2.7285e-13 | -2.7285e-13 | -2.7285e-13 | -2.7285e-13 | -2.7285e-13 | -2.7285e-13 | -2.7285e-13 | -2.7285e-13 | -2.7285e-13 | -2.7285e-13 | -2.7285e-13 | -2.7285e-13 | -2.7285e-13 | -2.7285e-13 | -2.7285e-13 | -2.7285e-13 | -2.7285e-13 | -2.7285e-13 | -2.7285e-13 | -2.7285e-13 | -2.7285e-13 | -2.7285e-13 | -2.7285e-13 | -2.7285e-13 | -2.7285e-13 | -2.7285e-13 | -2.7285e-13 | -2.7285e-13 | -2.7285e-13 | -2.7285e-13 | -2.7285e-13 | -2.7285e-13 | -2.7285e-13 | -2.7285e-13 | -2.7285e-13 | -2.7285e-13 | -2.7285e-13 | -2.7285e-13 | -2.7285e-13 | -2.7285e-13 | -2.7285e-13 | -2.7285e-13 | -2.7285e-13 | -2.7285e-13 | -2.7285e-13 | -2.7285e-13 | -2.7285e-13 | -2.7285e-13 | -2.7285e-13 | -2.7285e-13 | -2.7285e-13 | -2.7285e-13 | -2.7285e-13 | -2.7285e-13 | -2.7285e-13
|  | Opening balance | EUR k |  |  |  | 0 | 0 | 0 | 0 | 0 | 0 | 0 | 398.75 | 10773.9744 | 21278.8891 | 31802.3952 | 31443.3483 | 31079.8134 | 30711.7344 | 30339.0543 | 29961.7157 | 29579.6604 | 29192.8294 | 28801.163 | 28404.6008 | 28003.0815 | 27596.5433 | 27184.9233 | 26768.1581 | 26346.1833 | 25918.9339 | 25486.3438 | 25048.3463 | 24604.8739 | 24155.8581 | 23701.2295 | 23240.9181 | 22774.8528 | 22302.9618 | 21825.172 | 21341.4099 | 20851.6008 | 20355.669 | 19853.5381 | 19345.1306 | 18830.368 | 18309.1708 | 17781.4587 | 17247.1502 | 16706.1628 | 16158.4131 | 15603.8165 | 15042.2874 | 14473.7393 | 13898.0842 | 13315.2335 | 12725.0972 | 12127.5842 | 11522.6022 | 10910.058 | 10289.8569 | 9661.9034 | 9026.1004 | 8382.3499 | 7730.5525 | 7070.6077 | 6402.4135 | 5725.8669 | 5040.8635 | 4347.2976 | 3645.062 | 2934.0485 | 2214.1474 | 1485.2475 | 747.2363 | 2.1828e-11 | 2.1828e-11 | 2.1828e-11 | 2.1828e-11 | 2.1828e-11 | 2.1828e-11 | 2.1828e-11 | 2.1828e-11 | 2.1828e-11 | 2.1828e-11 | 2.1828e-11 | 2.1828e-11 | 2.1828e-11 | 2.1828e-11 | 2.1828e-11 | 2.1828e-11 | 2.1828e-11 | 2.1828e-11 | 2.1828e-11 | 2.1828e-11 | 2.1828e-11 | 2.1828e-11 | 2.1828e-11 | 2.1828e-11 | 2.1828e-11 | 2.1828e-11 | 2.1828e-11 | 2.1828e-11 | 2.1828e-11 | 2.1828e-11 | 2.1828e-11 | 2.1828e-11 | 2.1828e-11 | 2.1828e-11 | 2.1828e-11 | 2.1828e-11 | 2.1828e-11 | 2.1828e-11 | 2.1828e-11 | 2.1828e-11 | 2.1828e-11 | 2.1828e-11 | 2.1828e-11 | 2.1828e-11 | 2.1828e-11 | 2.1828e-11 | 2.1828e-11 | 2.1828e-11 | 2.1828e-11 | 2.1828e-11 | 2.1828e-11 | 2.1828e-11 | 2.1828e-11 | 2.1828e-11 | 2.1828e-11 | 2.1828e-11 | 2.1828e-11 | 2.1828e-11 | 2.1828e-11 | 2.1828e-11 | 2.1828e-11 | 2.1828e-11 | 2.1828e-11 | 2.1828e-11 | 2.1828e-11 | 2.1828e-11 | 2.1828e-11 | 2.1828e-11 | 2.1828e-11 | 2.1828e-11 | 2.1828e-11 | 2.1828e-11 | 2.1828e-11 | 2.1828e-11 | 2.1828e-11 | 2.1828e-11 | 2.1828e-11 | 2.1828e-11 | 2.1828e-11 | 2.1828e-11 | 2.1828e-11 | 2.1828e-11 | 2.1828e-11 | 2.1828e-11 | 2.1828e-11
|  | Drawdown | EUR k |  |  | 31396.75 | 0 | 0 | 0 | 0 | 0 | 0 | 398.75 | 10370.24 | 10370.24 | 10257.52 | 0 | 0 | 0 | 0 | 0 | 0 | 0 | 0 | 0 | 0 | 0 | 0 | 0 | 0 | 0 | 0 | 0 | 0 | 0 | 0 | 0 | 0 | 0 | 0 | 0 | 0 | 0 | 0 | 0 | 0 | 0 | 0 | 0 | 0 | 0 | 0 | 0 | 0 | 0 | 0 | 0 | 0 | 0 | 0 | 0 | 0 | 0 | 0 | 0 | 0 | 0 | 0 | 0 | 0 | 0 | 0 | 0 | 0 | 0 | 0 | 0 | 0 | 0 | 0 | 0 | 0 | 0 | 0 | 0 | 0 | 0 | 0 | 0 | 0 | 0 | 0 | 0 | 0 | 0 | 0 | 0 | 0 | 0 | 0 | 0 | 0 | 0 | 0 | 0 | 0 | 0 | 0 | 0 | 0 | 0 | 0 | 0 | 0 | 0 | 0 | 0 | 0 | 0 | 0 | 0 | 0 | 0 | 0 | 0 | 0 | 0 | 0 | 0 | 0 | 0 | 0 | 0 | 0 | 0 | 0 | 0 | 0 | 0 | 0 | 0 | 0 | 0 | 0 | 0 | 0 | 0 | 0 | 0 | 0 | 0 | 0 | 0 | 0 | 0 | 0 | 0 | 0 | 0 | 0 | 0
|  | Interest capitalised | EUR k |  |  | 405.6452 | 0 | 0 | 0 | 0 | 0 | 0 | 0 | 4.9844 | 134.6747 | 265.9861 | 0 | 0 | 0 | 0 | 0 | 0 | 0 | 0 | 0 | 0 | 0 | 0 | 0 | 0 | 0 | 0 | 0 | 0 | 0 | 0 | 0 | 0 | 0 | 0 | 0 | 0 | 0 | 0 | 0 | 0 | 0 | 0 | 0 | 0 | 0 | 0 | 0 | 0 | 0 | 0 | 0 | 0 | 0 | 0 | 0 | 0 | 0 | 0 | 0 | 0 | 0 | 0 | 0 | 0 | 0 | 0 | 0 | 0 | 0 | 0 | 0 | 0 | 0 | 0 | 0 | 0 | 0 | 0 | 0 | 0 | 0 | 0 | 0 | 0 | 0 | 0 | 0 | 0 | 0 | 0 | 0 | 0 | 0 | 0 | 0 | 0 | 0 | 0 | 0 | 0 | 0 | 0 | 0 | 0 | 0 | 0 | 0 | 0 | 0 | 0 | 0 | 0 | 0 | 0 | 0 | 0 | 0 | 0 | 0 | 0 | 0 | 0 | 0 | 0 | 0 | 0 | 0 | 0 | 0 | 0 | 0 | 0 | 0 | 0 | 0 | 0 | 0 | 0 | 0 | 0 | 0 | 0 | 0 | 0 | 0 | 0 | 0 | 0 | 0 | 0 | 0 | 0 | 0 | 0 | 0
|  | Repayment | EUR k |  |  | -31802.3952 | 0 | 0 | 0 | 0 | 0 | 0 | 0 | 0 | 0 | 0 | -359.0468 | -363.5349 | -368.0791 | -372.6801 | -377.3386 | -382.0553 | -386.831 | -391.6664 | -396.5622 | -401.5192 | -406.5382 | -411.62 | -416.7652 | -421.9748 | -427.2495 | -432.5901 | -437.9975 | -443.4724 | -449.0158 | -454.6285 | -460.3114 | -466.0653 | -471.8911 | -477.7897 | -483.7621 | -489.8091 | -495.9317 | -502.1309 | -508.4075 | -514.7626 | -521.1972 | -527.7121 | -534.3085 | -540.9874 | -547.7497 | -554.5966 | -561.5291 | -568.5482 | -575.655 | -582.8507 | -590.1363 | -597.513 | -604.982 | -612.5442 | -620.201 | -627.9535 | -635.803 | -643.7505 | -651.7974 | -659.9449 | -668.1942 | -676.5466 | -685.0034 | -693.566 | -702.2355 | -711.0135 | -719.9012 | -728.8999 | -738.0112 | -747.2363 | 0 | 0 | 0 | 0 | 0 | 0 | 0 | 0 | 0 | 0 | 0 | 0 | 0 | 0 | 0 | 0 | 0 | 0 | 0 | 0 | 0 | 0 | 0 | 0 | 0 | 0 | 0 | 0 | 0 | 0 | 0 | 0 | 0 | 0 | 0 | 0 | 0 | 0 | 0 | 0 | 0 | 0 | 0 | 0 | 0 | 0 | 0 | 0 | 0 | 0 | 0 | 0 | 0 | 0 | 0 | 0 | 0 | 0 | 0 | 0 | 0 | 0 | 0 | 0 | 0 | 0 | 0 | 0 | 0 | 0 | 0 | 0 | 0 | 0 | 0 | 0 | 0 | 0 | 0 | 0 | 0 | 0 | 0 | 0 | 0
|  | Closing balance (E: at COD) | EUR k | 31802.3952 |  |  | 0 | 0 | 0 | 0 | 0 | 0 | 398.75 | 10773.9744 | 21278.8891 | 31802.3952 | 31443.3483 | 31079.8134 | 30711.7344 | 30339.0543 | 29961.7157 | 29579.6604 | 29192.8294 | 28801.163 | 28404.6008 | 28003.0815 | 27596.5433 | 27184.9233 | 26768.1581 | 26346.1833 | 25918.9339 | 25486.3438 | 25048.3463 | 24604.8739 | 24155.8581 | 23701.2295 | 23240.9181 | 22774.8528 | 22302.9618 | 21825.172 | 21341.4099 | 20851.6008 | 20355.669 | 19853.5381 | 19345.1306 | 18830.368 | 18309.1708 | 17781.4587 | 17247.1502 | 16706.1628 | 16158.4131 | 15603.8165 | 15042.2874 | 14473.7393 | 13898.0842 | 13315.2335 | 12725.0972 | 12127.5842 | 11522.6022 | 10910.058 | 10289.8569 | 9661.9034 | 9026.1004 | 8382.3499 | 7730.5525 | 7070.6077 | 6402.4135 | 5725.8669 | 5040.8635 | 4347.2976 | 3645.062 | 2934.0485 | 2214.1474 | 1485.2475 | 747.2363 | 2.1828e-11 | 2.1828e-11 | 2.1828e-11 | 2.1828e-11 | 2.1828e-11 | 2.1828e-11 | 2.1828e-11 | 2.1828e-11 | 2.1828e-11 | 2.1828e-11 | 2.1828e-11 | 2.1828e-11 | 2.1828e-11 | 2.1828e-11 | 2.1828e-11 | 2.1828e-11 | 2.1828e-11 | 2.1828e-11 | 2.1828e-11 | 2.1828e-11 | 2.1828e-11 | 2.1828e-11 | 2.1828e-11 | 2.1828e-11 | 2.1828e-11 | 2.1828e-11 | 2.1828e-11 | 2.1828e-11 | 2.1828e-11 | 2.1828e-11 | 2.1828e-11 | 2.1828e-11 | 2.1828e-11 | 2.1828e-11 | 2.1828e-11 | 2.1828e-11 | 2.1828e-11 | 2.1828e-11 | 2.1828e-11 | 2.1828e-11 | 2.1828e-11 | 2.1828e-11 | 2.1828e-11 | 2.1828e-11 | 2.1828e-11 | 2.1828e-11 | 2.1828e-11 | 2.1828e-11 | 2.1828e-11 | 2.1828e-11 | 2.1828e-11 | 2.1828e-11 | 2.1828e-11 | 2.1828e-11 | 2.1828e-11 | 2.1828e-11 | 2.1828e-11 | 2.1828e-11 | 2.1828e-11 | 2.1828e-11 | 2.1828e-11 | 2.1828e-11 | 2.1828e-11 | 2.1828e-11 | 2.1828e-11 | 2.1828e-11 | 2.1828e-11 | 2.1828e-11 | 2.1828e-11 | 2.1828e-11 | 2.1828e-11 | 2.1828e-11 | 2.1828e-11 | 2.1828e-11 | 2.1828e-11 | 2.1828e-11 | 2.1828e-11 | 2.1828e-11 | 2.1828e-11 | 2.1828e-11 | 2.1828e-11 | 2.1828e-11 | 2.1828e-11 | 2.1828e-11 | 2.1828e-11 | 2.1828e-11
|  | Upfront fee | EUR k |  |  | -556.5419 | 0 | 0 | 0 | 0 | 0 | 0 | -556.5419 | 0 | 0 | 0 | 0 | 0 | 0 | 0 | 0 | 0 | 0 | 0 | 0 | 0 | 0 | 0 | 0 | 0 | 0 | 0 | 0 | 0 | 0 | 0 | 0 | 0 | 0 | 0 | 0 | 0 | 0 | 0 | 0 | 0 | 0 | 0 | 0 | 0 | 0 | 0 | 0 | 0 | 0 | 0 | 0 | 0 | 0 | 0 | 0 | 0 | 0 | 0 | 0 | 0 | 0 | 0 | 0 | 0 | 0 | 0 | 0 | 0 | 0 | 0 | 0 | 0 | 0 | 0 | 0 | 0 | 0 | 0 | 0 | 0 | 0 | 0 | 0 | 0 | 0 | 0 | 0 | 0 | 0 | 0 | 0 | 0 | 0 | 0 | 0 | 0 | 0 | 0 | 0 | 0 | 0 | 0 | 0 | 0 | 0 | 0 | 0 | 0 | 0 | 0 | 0 | 0 | 0 | 0 | 0 | 0 | 0 | 0 | 0 | 0 | 0 | 0 | 0 | 0 | 0 | 0 | 0 | 0 | 0 | 0 | 0 | 0 | 0 | 0 | 0 | 0 | 0 | 0 | 0 | 0 | 0 | 0 | 0 | 0 | 0 | 0 | 0 | 0 | 0 | 0 | 0 | 0 | 0 | 0 | 0
|  | Commitment fee | EUR k |  |  | -140.1289 | 0 | 0 | 0 | 0 | 0 | 0 | 0 | -70.3188 | -46.7939 | -23.0162 | 0 | 0 | 0 | 0 | 0 | 0 | 0 | 0 | 0 | 0 | 0 | 0 | 0 | 0 | 0 | 0 | 0 | 0 | 0 | 0 | 0 | 0 | 0 | 0 | 0 | 0 | 0 | 0 | 0 | 0 | 0 | 0 | 0 | 0 | 0 | 0 | 0 | 0 | 0 | 0 | 0 | 0 | 0 | 0 | 0 | 0 | 0 | 0 | 0 | 0 | 0 | 0 | 0 | 0 | 0 | 0 | 0 | 0 | 0 | 0 | 0 | 0 | 0 | 0 | 0 | 0 | 0 | 0 | 0 | 0 | 0 | 0 | 0 | 0 | 0 | 0 | 0 | 0 | 0 | 0 | 0 | 0 | 0 | 0 | 0 | 0 | 0 | 0 | 0 | 0 | 0 | 0 | 0 | 0 | 0 | 0 | 0 | 0 | 0 | 0 | 0 | 0 | 0 | 0 | 0 | 0 | 0 | 0 | 0 | 0 | 0 | 0 | 0 | 0 | 0 | 0 | 0 | 0 | 0 | 0 | 0 | 0 | 0 | 0 | 0 | 0 | 0 | 0 | 0 | 0 | 0 | 0 | 0 | 0 | 0 | 0 | 0 | 0 | 0 | 0 | 0 | 0 | 0 | 0 | 0
|  | DSRA funded at COD, released at the end (E: balance) | EUR k | 1513.1535 |  | 0 | 0 | 0 | 0 | 0 | 0 | 0 | 0 | 0 | 0 | -1513.1535 | 0 | 0 | 0 | 0 | 0 | 0 | 0 | 0 | 0 | 0 | 0 | 0 | 0 | 0 | 0 | 0 | 0 | 0 | 0 | 0 | 0 | 0 | 0 | 0 | 0 | 0 | 0 | 0 | 0 | 0 | 0 | 0 | 0 | 0 | 0 | 0 | 0 | 0 | 0 | 0 | 0 | 0 | 0 | 0 | 0 | 0 | 0 | 0 | 0 | 0 | 0 | 0 | 0 | 0 | 0 | 0 | 0 | 0 | 0 | 1513.1535 | 0 | 0 | 0 | 0 | 0 | 0 | 0 | 0 | 0 | 0 | 0 | 0 | 0 | 0 | 0 | 0 | 0 | 0 | 0 | 0 | 0 | 0 | 0 | 0 | 0 | 0 | 0 | 0 | 0 | 0 | 0 | 0 | 0 | 0 | 0 | 0 | 0 | 0 | 0 | 0 | 0 | 0 | 0 | 0 | 0 | 0 | 0 | 0 | 0 | 0 | 0 | 0 | 0 | 0 | 0 | 0 | 0 | 0 | 0 | 0 | 0 | 0 | 0 | 0 | 0 | 0 | 0 | 0 | 0 | 0 | 0 | 0 | 0 | 0 | 0 | 0 | 0 | 0 | 0 | 0 | 0 | 0 | 0 | 0 | 0
|  | DSCR on scheduled debt service (E: minimum) | x | 1.7125 |  |  | 11: 2.7382; 12: 2.7553; 13: 2.7126; 14: 2.2583; 15: 2.2807; 16: 2.3031; 17: 2.3008; 18: 2.0032; 19: 2.0229; 20: 2.0425; 21: 2.0404; 22: 2.0671; 23: 2.0875; 24: 2.1078; 25: 2.1056; 26: 2.0829; 27: 2.0808; 28: 2.1011; 29: 2.099; 30: 2.0182; 31: 2.0381; 32: 2.058; 33: 2.0558; 34: 1.8998; 35: 1.9184; 36: 1.937; 37: 1.9349; 38: 1.8936; 39: 1.9122; 40: 1.9308; 41: 1.9286; 42: 1.8587; 43: 1.8566; 44: 1.8745; 45: 1.8723; 46: 1.8977; 47: 1.9163; 48: 1.9348; 49: 1.9325; 50: 1.8802; 51: 1.8333; 52: 1.8509; 53: 1.8485; 54: 1.8087; 55: 1.8263; 56: 1.8438; 57: 1.8414; 58: 1.8009; 59: 1.7986; 60: 1.8158; 61: 1.8134; 62: 1.7125; 63: 1.7291; 64: 1.7456; 65: 1.7432; 66: 1.7535; 67: 1.7705; 68: 1.7874; 69: 1.7849; 70: 1.7226
x |  | Tax (levered: actual SPV tax; unlevered: no interest or fees, own loss carry-forward)
|  | Tax depreciation: PV, grid, pre-RtB development (E: base) | EUR k | 38432 |  | -38432 | 0 | 0 | 0 | 0 | 0 | 0 | 0 | 0 | 0 | 0 | -319.1852 | -322.6927 | -322.6927 | -315.6776 | -319.1852 | -322.6927 | -322.6927 | -315.6776 | -319.1852 | -322.6927 | -322.6927 | -315.6776 | -319.1852 | -322.6927 | -322.6927 | -319.1852 | -319.1852 | -322.6927 | -322.6927 | -315.6776 | -319.1852 | -322.6927 | -322.6927 | -315.6776 | -319.1852 | -322.6927 | -322.6927 | -315.6776 | -319.1852 | -322.6927 | -322.6927 | -319.1852 | -319.1852 | -322.6927 | -322.6927 | -315.6776 | -319.1852 | -322.6927 | -322.6927 | -315.6776 | -319.1852 | -322.6927 | -322.6927 | -315.6776 | -319.1852 | -322.6927 | -322.6927 | -319.1852 | -319.1852 | -322.6927 | -322.6927 | -315.6776 | -319.1852 | -322.6927 | -322.6927 | -315.6776 | -319.1852 | -322.6927 | -322.6927 | -315.6776 | -319.1852 | -322.6927 | -322.6927 | -319.1852 | -319.1852 | -322.6927 | -322.6927 | -315.6776 | -319.1852 | -322.6927 | -322.6927 | -315.6776 | -319.1852 | -322.6927 | -322.6927 | -315.6776 | -319.1852 | -322.6927 | -322.6927 | -319.1852 | -319.1852 | -322.6927 | -322.6927 | -315.6776 | -319.1852 | -322.6927 | -322.6927 | -315.6776 | -319.1852 | -322.6927 | -322.6927 | -315.6776 | -319.1852 | -322.6927 | -322.6927 | -319.1852 | -319.1852 | -322.6927 | -322.6927 | -315.6776 | -319.1852 | -322.6927 | -322.6927 | -315.6776 | -319.1852 | -322.6927 | -322.6927 | -315.6776 | -319.1852 | -322.6927 | -322.6927 | -319.1852 | -319.1852 | -322.6927 | -322.6927 | -315.6776 | -319.1852 | -322.6927 | -322.6927 | -315.6776 | 0 | 0 | 0 | 0 | 0 | 0 | 0 | 0 | 0 | 0 | 0 | 0 | 0 | 0 | 0 | 0 | 0 | 0 | 0 | 0 | 0 | 0 | 0 | 0 | 0
|  | Tax depreciation: capitalised interest (E: base) | EUR k | 405.6452 |  | -405.6452 | 0 | 0 | 0 | 0 | 0 | 0 | 0 | 0 | 0 | 0 | -3.369 | -3.406 | -3.406 | -3.3319 | -3.369 | -3.406 | -3.406 | -3.3319 | -3.369 | -3.406 | -3.406 | -3.3319 | -3.369 | -3.406 | -3.406 | -3.369 | -3.369 | -3.406 | -3.406 | -3.3319 | -3.369 | -3.406 | -3.406 | -3.3319 | -3.369 | -3.406 | -3.406 | -3.3319 | -3.369 | -3.406 | -3.406 | -3.369 | -3.369 | -3.406 | -3.406 | -3.3319 | -3.369 | -3.406 | -3.406 | -3.3319 | -3.369 | -3.406 | -3.406 | -3.3319 | -3.369 | -3.406 | -3.406 | -3.369 | -3.369 | -3.406 | -3.406 | -3.3319 | -3.369 | -3.406 | -3.406 | -3.3319 | -3.369 | -3.406 | -3.406 | -3.3319 | -3.369 | -3.406 | -3.406 | -3.369 | -3.369 | -3.406 | -3.406 | -3.3319 | -3.369 | -3.406 | -3.406 | -3.3319 | -3.369 | -3.406 | -3.406 | -3.3319 | -3.369 | -3.406 | -3.406 | -3.369 | -3.369 | -3.406 | -3.406 | -3.3319 | -3.369 | -3.406 | -3.406 | -3.3319 | -3.369 | -3.406 | -3.406 | -3.3319 | -3.369 | -3.406 | -3.406 | -3.369 | -3.369 | -3.406 | -3.406 | -3.3319 | -3.369 | -3.406 | -3.406 | -3.3319 | -3.369 | -3.406 | -3.406 | -3.3319 | -3.369 | -3.406 | -3.406 | -3.369 | -3.369 | -3.406 | -3.406 | -3.3319 | -3.369 | -3.406 | -3.406 | -3.3319 | 0 | 0 | 0 | 0 | 0 | 0 | 0 | 0 | 0 | 0 | 0 | 0 | 0 | 0 | 0 | 0 | 0 | 0 | 0 | 0 | 0 | 0 | 0 | 0 | 0
|  | Tax depreciation: BESS (E: base) | EUR k | 22000 |  | -22000 | 0 | 0 | 0 | 0 | 0 | 0 | 0 | 0 | 0 | 0 | -548.1928 | -554.2169 | -554.2169 | -542.1687 | -548.1928 | -554.2169 | -554.2169 | -542.1687 | -548.1928 | -554.2169 | -554.2169 | -542.1687 | -548.1928 | -554.2169 | -554.2169 | -548.1928 | -548.1928 | -554.2169 | -554.2169 | -542.1687 | -548.1928 | -554.2169 | -554.2169 | -542.1687 | -548.1928 | -554.2169 | -554.2169 | -542.1687 | -548.1928 | -554.2169 | -554.2169 | -548.1928 | -548.1928 | -554.2169 | -554.2169 | -542.1687 | -548.1928 | -554.2169 | -554.2169 | -542.1687 | 0 | 0 | 0 | 0 | 0 | 0 | 0 | 0 | 0 | 0 | 0 | 0 | 0 | 0 | 0 | 0 | 0 | 0 | 0 | 0 | 0 | 0 | 0 | 0 | 0 | 0 | 0 | 0 | 0 | 0 | 0 | 0 | 0 | 0 | 0 | 0 | 0 | 0 | 0 | 0 | 0 | 0 | 0 | 0 | 0 | 0 | 0 | 0 | 0 | 0 | 0 | 0 | 0 | 0 | 0 | 0 | 0 | 0 | 0 | 0 | 0 | 0 | 0 | 0 | 0 | 0 | 0 | 0 | 0 | 0 | 0 | 0 | 0 | 0 | 0 | 0 | 0 | 0 | 0 | 0 | 0 | 0 | 0 | 0 | 0 | 0 | 0 | 0 | 0 | 0 | 0 | 0 | 0 | 0 | 0 | 0 | 0 | 0 | 0 | 0 | 0 | 0 | 0 | 0 | 0
|  | Tax depreciation: augmentation (E: start, F: end) | EUR k | 2048-04-01 | 2058-03-31 | -34726.098 | 0 | 0 | 0 | 0 | 0 | 0 | 0 | 0 | 0 | 0 | 0 | 0 | 0 | 0 | 0 | 0 | 0 | 0 | 0 | 0 | 0 | 0 | 0 | 0 | 0 | 0 | 0 | 0 | 0 | 0 | 0 | 0 | 0 | 0 | 0 | 0 | 0 | 0 | 0 | 0 | 0 | 0 | 0 | 0 | 0 | 0 | 0 | 0 | 0 | 0 | 0 | 0 | 0 | 0 | 0 | 0 | 0 | 0 | 0 | 0 | 0 | 0 | 0 | 0 | 0 | 0 | 0 | 0 | 0 | 0 | 0 | 0 | 0 | 0 | 0 | 0 | 0 | 0 | 0 | 0 | 0 | 0 | 0 | 0 | 0 | 0 | 0 | 0 | 0 | 0 | -865.2998 | -874.8086 | -874.8086 | -855.791 | -865.2998 | -874.8086 | -874.8086 | -855.791 | -865.2998 | -874.8086 | -874.8086 | -855.791 | -865.2998 | -874.8086 | -874.8086 | -865.2998 | -865.2998 | -874.8086 | -874.8086 | -855.791 | -865.2998 | -874.8086 | -874.8086 | -855.791 | -865.2998 | -874.8086 | -874.8086 | -855.791 | -865.2998 | -874.8086 | -874.8086 | -865.2998 | -865.2998 | -874.8086 | -874.8086 | -855.791 | -865.2998 | -874.8086 | -874.8086 | -855.791 | 0 | 0 | 0 | 0 | 0 | 0 | 0 | 0 | 0 | 0 | 0 | 0 | 0 | 0 | 0 | 0 | 0 | 0 | 0 | 0 | 0 | 0 | 0 | 0 | 0
|  | Tax base before losses | EUR k |  |  | 111488.1968 | 0 | -5.4175 | -7.3036 | -7.3839 | -7.3839 | -7.2234 | -563.8456 | -77.7027 | -54.1778 | -30.3198 | 841.2164 | 857.858 | 860.9282 | 509.3602 | 522.5958 | 535.846 | 539.2307 | 318.1233 | 329.3637 | 340.625 | 344.3596 | 393.1649 | 405.2409 | 417.34 | 421.3036 | 418.8429 | 423.038 | 435.438 | 439.7442 | 399.8131 | 412.0914 | 424.4017 | 428.9872 | 326.7617 | 338.3231 | 349.9223 | 354.8693 | 348.4252 | 360.2704 | 372.1574 | 377.4259 | 336.9879 | 342.4438 | 354.1761 | 359.7745 | 409.4565 | 421.9973 | 434.5863 | 440.4699 | 425.9264 | 986.8729 | 1005.7031 | 1011.9393 | 994.9302 | 1014.0581 | 1033.2432 | 1039.8707 | 1018.849 | 1025.732 | 1045.1269 | 1052.1883 | 985.2756 | 1004.4502 | 1023.6942 | 1031.2091 | 1057.2396 | 1077.24 | 1097.3146 | 1105.2489 | 1071.3266 | 1091.5223 | 1102.3402 | 1101.1512 | 1052.8964 | 1051.737 | 1062.1233 | 1060.94 | 1100.6005 | 1111.6315 | 1122.6237 | 1121.3877 | 1121.6675 | 1132.9164 | 1144.126 | 1142.8732 | 1119.1762 | 1130.3843 | 1141.5527 | 1140.2864 | 1038.6838 | 172.1819 | 172.8597 | 171.633 | 570.7051 | 575.5867 | 580.4209 | 578.9147 | 501.9685 | 506.1218 | 510.2289 | 508.7594 | 466.9879 | 470.7623 | 474.4907 | 473.0312 | 402.3371 | 400.929 | 403.9122 | 402.4752 | 434.2473 | 437.6802 | 441.0679 | 439.6314 | 430.5714 | 433.971 | 437.3257 | 435.8969 | 407.2053 | 410.3471 | 413.4441 | 412.0173 | 390.8102 | 389.4403 | 392.3359 | 390.9378 | 427.9459 | 431.327 | 434.6636 | 433.246 | 508.5356 | 1700.6672 | 1717.9535 | 1716.5369 | 1731.3938 | 1749.2376 | 1767.0363 | 1765.5979 | 1709.0765 | 1707.676 | 1725.0268 | 1723.5975 | 1718.4254 | 1736.1105 | 1753.7498 | 1752.2963 | 1747.0377 | 1765.0167 | 1782.9493 | 1781.4712 | 1776.1246 | -2.7285e-13 | -2.7285e-13 | -2.7285e-13 | -2.7285e-13 | -2.7285e-13
|  | Tax losses: opening | EUR k |  |  |  | 0 | 0 | 5.4175 | 12.7212 | 20.1051 | 27.489 | 34.7124 | 598.558 | 676.2606 | 730.4385 | 760.7583 | 340.1501 | 0 | 0 | 0 | 0 | 0 | 0 | 0 | 0 | 0 | 0 | 0 | 0 | 0 | 0 | 0 | 0 | 0 | 0 | 0 | 0 | 0 | 0 | 0 | 0 | 0 | 0 | 0 | 0 | 0 | 0 | 0 | 0 | 0 | 0 | 0 | 0 | 0 | 0 | 0 | 0 | 0 | 0 | 0 | 0 | 0 | 0 | 0 | 0 | 0 | 0 | 0 | 0 | 0 | 0 | 0 | 0 | 0 | 0 | 0 | 0 | 0 | 0 | 0 | 0 | 0 | 0 | 0 | 0 | 0 | 0 | 0 | 0 | 0 | 0 | 0 | 0 | 0 | 0 | 0 | 0 | 0 | 0 | 0 | 0 | 0 | 0 | 0 | 0 | 0 | 0 | 0 | 0 | 0 | 0 | 0 | 0 | 0 | 0 | 0 | 0 | 0 | 0 | 0 | 0 | 0 | 0 | 0 | 0 | 0 | 0 | 0 | 0 | 0 | 0 | 0 | 0 | 0 | 0 | 0 | 0 | 0 | 0 | 0 | 0 | 0 | 0 | 0 | 0 | 0 | 0 | 0 | 0 | 0 | 0 | 0 | 0 | 0 | 0 | 0 | 2.7285e-13 | 5.457e-13 | 8.1855e-13 | 1.0914e-12
|  | Losses added | EUR k |  |  | 760.7583 | 0 | 5.4175 | 7.3036 | 7.3839 | 7.3839 | 7.2234 | 563.8456 | 77.7027 | 54.1778 | 30.3198 | 0 | 0 | 0 | 0 | 0 | 0 | 0 | 0 | 0 | 0 | 0 | 0 | 0 | 0 | 0 | 0 | 0 | 0 | 0 | 0 | 0 | 0 | 0 | 0 | 0 | 0 | 0 | 0 | 0 | 0 | 0 | 0 | 0 | 0 | 0 | 0 | 0 | 0 | 0 | 0 | 0 | 0 | 0 | 0 | 0 | 0 | 0 | 0 | 0 | 0 | 0 | 0 | 0 | 0 | 0 | 0 | 0 | 0 | 0 | 0 | 0 | 0 | 0 | 0 | 0 | 0 | 0 | 0 | 0 | 0 | 0 | 0 | 0 | 0 | 0 | 0 | 0 | 0 | 0 | 0 | 0 | 0 | 0 | 0 | 0 | 0 | 0 | 0 | 0 | 0 | 0 | 0 | 0 | 0 | 0 | 0 | 0 | 0 | 0 | 0 | 0 | 0 | 0 | 0 | 0 | 0 | 0 | 0 | 0 | 0 | 0 | 0 | 0 | 0 | 0 | 0 | 0 | 0 | 0 | 0 | 0 | 0 | 0 | 0 | 0 | 0 | 0 | 0 | 0 | 0 | 0 | 0 | 0 | 0 | 0 | 0 | 0 | 0 | 0 | 0 | 2.7285e-13 | 2.7285e-13 | 2.7285e-13 | 2.7285e-13 | 2.7285e-13
|  | Losses used (capped) | EUR k |  |  | -760.7583 | 0 | 0 | 0 | 0 | 0 | 0 | 0 | 0 | 0 | 0 | -420.6082 | -340.1501 | 0 | 0 | 0 | 0 | 0 | 0 | 0 | 0 | 0 | 0 | 0 | 0 | 0 | 0 | 0 | 0 | 0 | 0 | 0 | 0 | 0 | 0 | 0 | 0 | 0 | 0 | 0 | 0 | 0 | 0 | 0 | 0 | 0 | 0 | 0 | 0 | 0 | 0 | 0 | 0 | 0 | 0 | 0 | 0 | 0 | 0 | 0 | 0 | 0 | 0 | 0 | 0 | 0 | 0 | 0 | 0 | 0 | 0 | 0 | 0 | 0 | 0 | 0 | 0 | 0 | 0 | 0 | 0 | 0 | 0 | 0 | 0 | 0 | 0 | 0 | 0 | 0 | 0 | 0 | 0 | 0 | 0 | 0 | 0 | 0 | 0 | 0 | 0 | 0 | 0 | 0 | 0 | 0 | 0 | 0 | 0 | 0 | 0 | 0 | 0 | 0 | 0 | 0 | 0 | 0 | 0 | 0 | 0 | 0 | 0 | 0 | 0 | 0 | 0 | 0 | 0 | 0 | 0 | 0 | 0 | 0 | 0 | 0 | 0 | 0 | 0 | 0 | 0 | 0 | 0 | 0 | 0 | 0 | 0 | 0 | 0 | 0 | 0 | 0 | 0 | 0 | 0 | 0
|  | Losses lapsed on one date, NTP + carry-forward (E; simplification) | EUR k | 2032-06-30 |  | 0 | 0 | 0 | 0 | 0 | 0 | 0 | 0 | 0 | 0 | 0 | 0 | 0 | 0 | 0 | 0 | 0 | 0 | 0 | 0 | 0 | 0 | 0 | 0 | 0 | 0 | 0 | 0 | 0 | 0 | 0 | 0 | 0 | 0 | 0 | 0 | 0 | 0 | 0 | 0 | 0 | 0 | 0 | 0 | 0 | 0 | 0 | 0 | 0 | 0 | 0 | 0 | 0 | 0 | 0 | 0 | 0 | 0 | 0 | 0 | 0 | 0 | 0 | 0 | 0 | 0 | 0 | 0 | 0 | 0 | 0 | 0 | 0 | 0 | 0 | 0 | 0 | 0 | 0 | 0 | 0 | 0 | 0 | 0 | 0 | 0 | 0 | 0 | 0 | 0 | 0 | 0 | 0 | 0 | 0 | 0 | 0 | 0 | 0 | 0 | 0 | 0 | 0 | 0 | 0 | 0 | 0 | 0 | 0 | 0 | 0 | 0 | 0 | 0 | 0 | 0 | 0 | 0 | 0 | 0 | 0 | 0 | 0 | 0 | 0 | 0 | 0 | 0 | 0 | 0 | 0 | 0 | 0 | 0 | 0 | 0 | 0 | 0 | 0 | 0 | 0 | 0 | 0 | 0 | 0 | 0 | 0 | 0 | 0 | 0 | 0 | 0 | 0 | 0 | 0 | 0
|  | Tax losses: closing | EUR k |  |  |  | 0 | 5.4175 | 12.7212 | 20.1051 | 27.489 | 34.7124 | 598.558 | 676.2606 | 730.4385 | 760.7583 | 340.1501 | 0 | 0 | 0 | 0 | 0 | 0 | 0 | 0 | 0 | 0 | 0 | 0 | 0 | 0 | 0 | 0 | 0 | 0 | 0 | 0 | 0 | 0 | 0 | 0 | 0 | 0 | 0 | 0 | 0 | 0 | 0 | 0 | 0 | 0 | 0 | 0 | 0 | 0 | 0 | 0 | 0 | 0 | 0 | 0 | 0 | 0 | 0 | 0 | 0 | 0 | 0 | 0 | 0 | 0 | 0 | 0 | 0 | 0 | 0 | 0 | 0 | 0 | 0 | 0 | 0 | 0 | 0 | 0 | 0 | 0 | 0 | 0 | 0 | 0 | 0 | 0 | 0 | 0 | 0 | 0 | 0 | 0 | 0 | 0 | 0 | 0 | 0 | 0 | 0 | 0 | 0 | 0 | 0 | 0 | 0 | 0 | 0 | 0 | 0 | 0 | 0 | 0 | 0 | 0 | 0 | 0 | 0 | 0 | 0 | 0 | 0 | 0 | 0 | 0 | 0 | 0 | 0 | 0 | 0 | 0 | 0 | 0 | 0 | 0 | 0 | 0 | 0 | 0 | 0 | 0 | 0 | 0 | 0 | 0 | 0 | 0 | 0 | 0 | 0 | 2.7285e-13 | 5.457e-13 | 8.1855e-13 | 1.0914e-12 | 1.3642e-12
|  | Corporate income tax and Robin Hood tax – copy | EUR k |  |  |  | 0 | 0 | 0 | 0 | 0 | 0 | 0 | 0 | 0 | 0 | -37.8547 | -46.5937 | -77.4835 | -45.8424 | -47.0336 | -48.2261 | -48.5308 | -28.6311 | -29.6427 | -30.6562 | -30.9924 | -35.3848 | -36.4717 | -37.5606 | -37.9173 | -37.6959 | -38.0734 | -39.1894 | -39.577 | -35.9832 | -37.0882 | -38.1962 | -38.6089 | -29.4086 | -30.4491 | -31.493 | -31.9382 | -31.3583 | -32.4243 | -33.4942 | -33.9683 | -30.3289 | -30.8199 | -31.8758 | -32.3797 | -36.8511 | -37.9798 | -39.1128 | -39.6423 | -38.3334 | -88.8186 | -90.5133 | -91.0745 | -89.5437 | -91.2652 | -92.9919 | -93.5884 | -91.6964 | -92.3159 | -94.0614 | -94.6969 | -88.6748 | -90.4005 | -92.1325 | -92.8088 | -95.1516 | -96.9516 | -98.7583 | -99.4724 | -96.4194 | -98.237 | -99.2106 | -99.1036 | -94.7607 | -94.6563 | -95.5911 | -95.4846 | -99.054 | -100.0468 | -101.0361 | -100.9249 | -100.9501 | -101.9625 | -102.9713 | -102.8586 | -100.7259 | -101.7346 | -102.7397 | -102.6258 | -93.4815 | -15.4964 | -15.5574 | -15.447 | -51.3635 | -51.8028 | -52.2379 | -52.1023 | -45.1772 | -45.551 | -45.9206 | -45.7883 | -42.0289 | -42.3686 | -42.7042 | -42.5728 | -36.2103 | -36.0836 | -36.3521 | -36.2228 | -39.0823 | -39.3912 | -39.6961 | -39.5668 | -38.7514 | -39.0574 | -39.3593 | -39.2307 | -36.6485 | -36.9312 | -37.21 | -37.0816 | -35.1729 | -35.0496 | -35.3102 | -35.1844 | -38.5151 | -38.8194 | -39.1197 | -38.9921 | -45.7682 | -153.06 | -154.6158 | -154.4883 | -155.8254 | -157.4314 | -159.0333 | -158.9038 | -153.8169 | -153.6908 | -155.2524 | -155.1238 | -154.6583 | -156.2499 | -157.8375 | -157.7067 | -157.2334 | -158.8515 | -160.4654 | -160.3324 | -159.8512 | 0 | 0 | 0 | 0 | 0
|  | Corporate income tax and Robin Hood tax – delta | EUR k |  |  | 3.5421e-12 | 0 | 0 | 0 | 0 | 0 | 0 | 0 | 0 | 0 | 0 | 0 | 2.4869e-13 | 0 | 0 | 0 | 0 | 0 | 0 | 0 | 0 | 0 | 0 | 1.8474e-13 | 0 | 1.4921e-13 | 0 | 0 | 0 | 0 | 1.279e-13 | 0 | 0 | 2.1316e-13 | 0 | 0 | 0 | 1.1724e-13 | 0 | 0 | 0 | 0 | 1.5987e-13 | 1.2434e-13 | 1.4921e-13 | 1.7053e-13 | 0 | 0 | 0 | 0 | 0 | 0 | 0 | 0 | 0 | 0 | 0 | 0 | 0 | 0 | 0 | 0 | 0 | 0 | 0 | 0 | 0 | 0 | 0 | 0 | 0 | 0 | 0 | 0 | 0 | 0 | 0 | 0 | 0 | 3.979e-13 | 0 | 0 | 0 | 0 | 0 | 5.1159e-13 | 0 | 5.258e-13 | 0 | 0 | 0 | 6.0396e-14 | 6.7502e-14 | 0 | 0 | 0 | 0 | 0 | 0 | 0 | 0 | 0 | 0 | 0 | 0 | 0 | 0 | 0 | 0 | 0 | 0 | 1.6342e-13 | 1.7053e-13 | 0 | 0 | 0 | 0 | 0 | 0 | 0 | 0 | 0 | 0 | 0 | 0 | 0 | 0 | 0 | 0 | 0 | 0 | 0 | 0 | 0 | 0 | 0 | 0 | 0 | 0 | 0 | 0 | 0 | 0 | 0 | 0 | 0 | 0 | 0 | 0 | 0 | 0 | 0 | 0 | 0 | 0 | 0
Unlevered tax (project and buyer unlevered views, implied prices)
|  | Tax base before losses, unlevered | EUR k |  |  | 126182.723 | 0 | -5.4175 | -7.3036 | -7.3839 | -7.3839 | -7.2234 | -7.3036 | -7.3839 | -7.3839 | -7.3036 | 1242.1153 | 1254.3059 | 1252.8319 | 896.5888 | 905.203 | 913.7734 | 912.3824 | 686.3656 | 692.7472 | 699.0885 | 697.8041 | 741.4536 | 748.4214 | 755.348 | 754.0368 | 746.1985 | 744.9863 | 751.9483 | 750.7112 | 705.0932 | 711.7257 | 718.3191 | 717.0789 | 608.8807 | 614.5068 | 620.0959 | 618.9203 | 606.203 | 611.8086 | 617.3775 | 616.2115 | 569.2215 | 568.081 | 573.1714 | 572.0075 | 614.7686 | 620.4139 | 626.0208 | 624.7976 | 602.9844 | 1156.6823 | 1168.1728 | 1166.9401 | 1142.2947 | 1153.8028 | 1165.2724 | 1164.0505 | 1135.0442 | 1133.8803 | 1145.1647 | 1143.9769 | 1068.6377 | 1079.3925 | 1090.111 | 1088.9563 | 1106.1348 | 1117.2846 | 1128.3974 | 1127.2205 | 1083.999 | 1094.8913 | 1105.7461 | 1104.5572 | 1056.2654 | 1055.106 | 1065.5293 | 1064.346 | 1103.9324 | 1115.0005 | 1126.0297 | 1124.7937 | 1124.9995 | 1136.2854 | 1147.5319 | 1146.2791 | 1122.5081 | 1133.7533 | 1144.9586 | 1143.6923 | 1042.0528 | 175.5509 | 176.2657 | 175.039 | 574.037 | 578.9556 | 583.8268 | 582.3207 | 505.3004 | 509.4907 | 513.6349 | 512.1653 | 470.3199 | 474.1312 | 477.8967 | 476.4372 | 405.706 | 404.2979 | 407.3182 | 405.8812 | 437.5792 | 441.0491 | 444.4739 | 443.0374 | 433.9034 | 437.34 | 440.7316 | 439.3029 | 410.5372 | 413.7161 | 416.85 | 415.4232 | 394.1792 | 392.8092 | 395.7419 | 394.3437 | 431.2778 | 434.696 | 438.0696 | 436.652 | 511.8676 | 1700.6672 | 1717.9535 | 1716.5369 | 1731.3938 | 1749.2376 | 1767.0363 | 1765.5979 | 1709.0765 | 1707.676 | 1725.0268 | 1723.5975 | 1718.4254 | 1736.1105 | 1753.7498 | 1752.2963 | 1747.0377 | 1765.0167 | 1782.9493 | 1781.4712 | 1776.1246 | 0 | 0 | 0 | 0 | 0
|  | Tax losses, unlevered: opening | EUR k |  |  |  | 0 | 0 | 5.4175 | 12.7212 | 20.1051 | 27.489 | 34.7124 | 42.016 | 49.3999 | 56.7839 | 64.0875 | 0 | 0 | 0 | 0 | 0 | 0 | 0 | 0 | 0 | 0 | 0 | 0 | 0 | 0 | 0 | 0 | 0 | 0 | 0 | 0 | 0 | 0 | 0 | 0 | 0 | 0 | 0 | 0 | 0 | 0 | 0 | 0 | 0 | 0 | 0 | 0 | 0 | 0 | 0 | 0 | 0 | 0 | 0 | 0 | 0 | 0 | 0 | 0 | 0 | 0 | 0 | 0 | 0 | 0 | 0 | 0 | 0 | 0 | 0 | 0 | 0 | 0 | 0 | 0 | 0 | 0 | 0 | 0 | 0 | 0 | 0 | 0 | 0 | 0 | 0 | 0 | 0 | 0 | 0 | 0 | 0 | 0 | 0 | 0 | 0 | 0 | 0 | 0 | 0 | 0 | 0 | 0 | 0 | 0 | 0 | 0 | 0 | 0 | 0 | 0 | 0 | 0 | 0 | 0 | 0 | 0 | 0 | 0 | 0 | 0 | 0 | 0 | 0 | 0 | 0 | 0 | 0 | 0 | 0 | 0 | 0 | 0 | 0 | 0 | 0 | 0 | 0 | 0 | 0 | 0 | 0 | 0 | 0 | 0 | 0 | 0 | 0 | 0 | 0 | 0 | 0 | 0 | 0 | 0
|  | Losses added | EUR k |  |  | 64.0875 | 0 | 5.4175 | 7.3036 | 7.3839 | 7.3839 | 7.2234 | 7.3036 | 7.3839 | 7.3839 | 7.3036 | 0 | 0 | 0 | 0 | 0 | 0 | 0 | 0 | 0 | 0 | 0 | 0 | 0 | 0 | 0 | 0 | 0 | 0 | 0 | 0 | 0 | 0 | 0 | 0 | 0 | 0 | 0 | 0 | 0 | 0 | 0 | 0 | 0 | 0 | 0 | 0 | 0 | 0 | 0 | 0 | 0 | 0 | 0 | 0 | 0 | 0 | 0 | 0 | 0 | 0 | 0 | 0 | 0 | 0 | 0 | 0 | 0 | 0 | 0 | 0 | 0 | 0 | 0 | 0 | 0 | 0 | 0 | 0 | 0 | 0 | 0 | 0 | 0 | 0 | 0 | 0 | 0 | 0 | 0 | 0 | 0 | 0 | 0 | 0 | 0 | 0 | 0 | 0 | 0 | 0 | 0 | 0 | 0 | 0 | 0 | 0 | 0 | 0 | 0 | 0 | 0 | 0 | 0 | 0 | 0 | 0 | 0 | 0 | 0 | 0 | 0 | 0 | 0 | 0 | 0 | 0 | 0 | 0 | 0 | 0 | 0 | 0 | 0 | 0 | 0 | 0 | 0 | 0 | 0 | 0 | 0 | 0 | 0 | 0 | 0 | 0 | 0 | 0 | 0 | 0 | 0 | 0 | 0 | 0 | 0
|  | Losses used (capped) | EUR k |  |  | -64.0875 | 0 | 0 | 0 | 0 | 0 | 0 | 0 | 0 | 0 | 0 | -64.0875 | 0 | 0 | 0 | 0 | 0 | 0 | 0 | 0 | 0 | 0 | 0 | 0 | 0 | 0 | 0 | 0 | 0 | 0 | 0 | 0 | 0 | 0 | 0 | 0 | 0 | 0 | 0 | 0 | 0 | 0 | 0 | 0 | 0 | 0 | 0 | 0 | 0 | 0 | 0 | 0 | 0 | 0 | 0 | 0 | 0 | 0 | 0 | 0 | 0 | 0 | 0 | 0 | 0 | 0 | 0 | 0 | 0 | 0 | 0 | 0 | 0 | 0 | 0 | 0 | 0 | 0 | 0 | 0 | 0 | 0 | 0 | 0 | 0 | 0 | 0 | 0 | 0 | 0 | 0 | 0 | 0 | 0 | 0 | 0 | 0 | 0 | 0 | 0 | 0 | 0 | 0 | 0 | 0 | 0 | 0 | 0 | 0 | 0 | 0 | 0 | 0 | 0 | 0 | 0 | 0 | 0 | 0 | 0 | 0 | 0 | 0 | 0 | 0 | 0 | 0 | 0 | 0 | 0 | 0 | 0 | 0 | 0 | 0 | 0 | 0 | 0 | 0 | 0 | 0 | 0 | 0 | 0 | 0 | 0 | 0 | 0 | 0 | 0 | 0 | 0 | 0 | 0 | 0 | 0
|  | Losses lapsed (same date) | EUR k |  |  | 0 | 0 | 0 | 0 | 0 | 0 | 0 | 0 | 0 | 0 | 0 | 0 | 0 | 0 | 0 | 0 | 0 | 0 | 0 | 0 | 0 | 0 | 0 | 0 | 0 | 0 | 0 | 0 | 0 | 0 | 0 | 0 | 0 | 0 | 0 | 0 | 0 | 0 | 0 | 0 | 0 | 0 | 0 | 0 | 0 | 0 | 0 | 0 | 0 | 0 | 0 | 0 | 0 | 0 | 0 | 0 | 0 | 0 | 0 | 0 | 0 | 0 | 0 | 0 | 0 | 0 | 0 | 0 | 0 | 0 | 0 | 0 | 0 | 0 | 0 | 0 | 0 | 0 | 0 | 0 | 0 | 0 | 0 | 0 | 0 | 0 | 0 | 0 | 0 | 0 | 0 | 0 | 0 | 0 | 0 | 0 | 0 | 0 | 0 | 0 | 0 | 0 | 0 | 0 | 0 | 0 | 0 | 0 | 0 | 0 | 0 | 0 | 0 | 0 | 0 | 0 | 0 | 0 | 0 | 0 | 0 | 0 | 0 | 0 | 0 | 0 | 0 | 0 | 0 | 0 | 0 | 0 | 0 | 0 | 0 | 0 | 0 | 0 | 0 | 0 | 0 | 0 | 0 | 0 | 0 | 0 | 0 | 0 | 0 | 0 | 0 | 0 | 0 | 0 | 0 | 0
|  | Tax losses, unlevered: closing | EUR k |  |  |  | 0 | 5.4175 | 12.7212 | 20.1051 | 27.489 | 34.7124 | 42.016 | 49.3999 | 56.7839 | 64.0875 | 0 | 0 | 0 | 0 | 0 | 0 | 0 | 0 | 0 | 0 | 0 | 0 | 0 | 0 | 0 | 0 | 0 | 0 | 0 | 0 | 0 | 0 | 0 | 0 | 0 | 0 | 0 | 0 | 0 | 0 | 0 | 0 | 0 | 0 | 0 | 0 | 0 | 0 | 0 | 0 | 0 | 0 | 0 | 0 | 0 | 0 | 0 | 0 | 0 | 0 | 0 | 0 | 0 | 0 | 0 | 0 | 0 | 0 | 0 | 0 | 0 | 0 | 0 | 0 | 0 | 0 | 0 | 0 | 0 | 0 | 0 | 0 | 0 | 0 | 0 | 0 | 0 | 0 | 0 | 0 | 0 | 0 | 0 | 0 | 0 | 0 | 0 | 0 | 0 | 0 | 0 | 0 | 0 | 0 | 0 | 0 | 0 | 0 | 0 | 0 | 0 | 0 | 0 | 0 | 0 | 0 | 0 | 0 | 0 | 0 | 0 | 0 | 0 | 0 | 0 | 0 | 0 | 0 | 0 | 0 | 0 | 0 | 0 | 0 | 0 | 0 | 0 | 0 | 0 | 0 | 0 | 0 | 0 | 0 | 0 | 0 | 0 | 0 | 0 | 0 | 0 | 0 | 0 | 0 | 0
|  | Corporate income tax and Robin Hood tax, unlevered | EUR k |  |  | -11356.4451 | 0 | 0 | 0 | 0 | 0 | 0 | 0 | 0 | 0 | 0 | -106.0225 | -112.8875 | -112.7549 | -80.693 | -81.4683 | -82.2396 | -82.1144 | -61.7729 | -62.3473 | -62.918 | -62.8024 | -66.7308 | -67.3579 | -67.9813 | -67.8633 | -67.1579 | -67.0488 | -67.6753 | -67.564 | -63.4584 | -64.0553 | -64.6487 | -64.5371 | -54.7993 | -55.3056 | -55.8086 | -55.7028 | -54.5583 | -55.0628 | -55.564 | -55.459 | -51.2299 | -51.1273 | -51.5854 | -51.4807 | -55.3292 | -55.8373 | -56.3419 | -56.2318 | -54.2686 | -104.1014 | -105.1356 | -105.0246 | -102.8065 | -103.8422 | -104.8745 | -104.7645 | -102.154 | -102.0492 | -103.0648 | -102.9579 | -96.1774 | -97.1453 | -98.11 | -98.0061 | -99.5521 | -100.5556 | -101.5558 | -101.4498 | -97.5599 | -98.5402 | -99.5172 | -99.4101 | -95.0639 | -94.9595 | -95.8976 | -95.7911 | -99.3539 | -100.35 | -101.3427 | -101.2314 | -101.25 | -102.2657 | -103.2779 | -103.1651 | -101.0257 | -102.0378 | -103.0463 | -102.9323 | -93.7847 | -15.7996 | -15.8639 | -15.7535 | -51.6633 | -52.106 | -52.5444 | -52.4089 | -45.477 | -45.8542 | -46.2271 | -46.0949 | -42.3288 | -42.6718 | -43.0107 | -42.8793 | -36.5135 | -36.3868 | -36.6586 | -36.5293 | -39.3821 | -39.6944 | -40.0026 | -39.8734 | -39.0513 | -39.3606 | -39.6658 | -39.5373 | -36.9483 | -37.2344 | -37.5165 | -37.3881 | -35.4761 | -35.3528 | -35.6168 | -35.4909 | -38.815 | -39.1226 | -39.4263 | -39.2987 | -46.0681 | -153.06 | -154.6158 | -154.4883 | -155.8254 | -157.4314 | -159.0333 | -158.9038 | -153.8169 | -153.6908 | -155.2524 | -155.1238 | -154.6583 | -156.2499 | -157.8375 | -157.7067 | -157.2334 | -158.8515 | -160.4654 | -160.3324 | -159.8512 | 0 | 0 | 0 | 0 | 0
x |  | Project and equity cash flows (100 %)
|  | Development, deposits and guarantees | EUR k |  |  | -5725.0875 | -2749.3523 | 818.6847 | -684.4627 | -226.9294 | -1835.4129 | -1580.7399 | -7.3036 | -7.3839 | -7.3839 | 555.1964 | 0 | 0 | 0 | 0 | 0 | 0 | 0 | 0 | 0 | 0 | 0 | 0 | 0 | 0 | 0 | 0 | 0 | 0 | 0 | 0 | 0 | 0 | 0 | 0 | 0 | 0 | 0 | 0 | 0 | 0 | 0 | 0 | 0 | 0 | 0 | 0 | 0 | 0 | 0 | 0 | 0 | 0 | 0 | 0 | 0 | 0 | 0 | 0 | 0 | 0 | 0 | 0 | 0 | 0 | 0 | 0 | 0 | 0 | 0 | 0 | 0 | 0 | 0 | 0 | 0 | 0 | 0 | 0 | 0 | 0 | 0 | 0 | 0 | 0 | 0 | 0 | 0 | 0 | 0 | 0 | 0 | 0 | 0 | 0 | 0 | 0 | 0 | 0 | 0 | 0 | 0 | 0 | 0 | 0 | 0 | 0 | 0 | 0 | 0 | 0 | 0 | 0 | 0 | 0 | 0 | 0 | 0 | 0 | 0 | 0 | 0 | 0 | 0 | 0 | 0 | 0 | 0 | 0 | 0 | 0 | 0 | 0 | 0 | 0 | 0 | 0 | 0 | 0 | 0 | 0 | 0 | 0 | 0 | 0 | 0 | 0 | 0 | 0 | 0 | 0 | 0 | 0 | 0 | 0 | 0
|  | Project cash flow before financing and tax | EUR k |  |  | 123868.723 | -2749.3523 | 818.6847 | -684.4627 | -226.9294 | -1835.4129 | -1580.7399 | -732.3036 | -18862.3657 | -18862.3657 | -18094.84 | 2109.4933 | 2131.2154 | 2129.7414 | 1754.4352 | 1772.5809 | 1790.683 | 1789.292 | 1544.2119 | 1560.1252 | 1575.998 | 1574.7137 | 1599.3 | 1615.7994 | 1632.2575 | 1630.9464 | 1613.5765 | 1612.3643 | 1628.8579 | 1627.6207 | 1562.9396 | 1579.1036 | 1595.2287 | 1593.9884 | 1466.727 | 1481.8847 | 1497.0054 | 1495.8298 | 1464.0493 | 1479.1865 | 1494.2871 | 1493.1211 | 1436.5994 | 1435.4589 | 1450.081 | 1448.9171 | 1472.6149 | 1487.7919 | 1502.9304 | 1501.7072 | 1460.8307 | 1475.8675 | 1490.8655 | 1489.6328 | 1457.9724 | 1472.9879 | 1487.9651 | 1486.7432 | 1454.2294 | 1453.0655 | 1467.8574 | 1466.6696 | 1384.3154 | 1398.5777 | 1412.8037 | 1411.649 | 1421.8124 | 1436.4698 | 1451.0902 | 1449.9132 | 1399.6766 | 1414.0764 | 1428.4388 | 1427.2499 | 1375.4506 | 1374.2912 | 1388.222 | 1387.0387 | 1419.6101 | 1434.1857 | 1448.7224 | 1447.4864 | 1440.6771 | 1455.4706 | 1470.2246 | 1468.9718 | 1438.1858 | 1452.9385 | 1467.6513 | 1466.385 | -33364.8601 | 1360.0359 | 1373.767 | 1372.5403 | 1745.5057 | 1763.4406 | 1781.3282 | 1779.822 | 1676.7691 | 1693.9757 | 1711.1362 | 1709.6667 | 1641.7885 | 1658.6162 | 1675.398 | 1673.9385 | 1590.191 | 1588.7829 | 1604.8195 | 1603.3825 | 1609.0479 | 1625.5341 | 1641.9752 | 1640.5387 | 1605.372 | 1621.825 | 1638.233 | 1636.8042 | 1582.0059 | 1598.201 | 1614.3513 | 1612.9246 | 1578.6642 | 1577.2942 | 1593.2432 | 1591.8451 | 1602.7465 | 1619.181 | 1635.5709 | 1634.1533 | 1683.3363 | 1700.6672 | 1717.9535 | 1716.5369 | 1731.3938 | 1749.2376 | 1767.0363 | 1765.5979 | 1709.0765 | 1707.676 | 1725.0268 | 1723.5975 | 1718.4254 | 1736.1105 | 1753.7498 | 1752.2963 | 1747.0377 | 1765.0167 | 1782.9493 | 1781.4712 | 1776.1246 | 0 | 0 | 0 | 0 | 0
|  | Project cash flow before financing, after unlevered tax | EUR k |  |  | 112512.2779 | -2749.3523 | 818.6847 | -684.4627 | -226.9294 | -1835.4129 | -1580.7399 | -732.3036 | -18862.3657 | -18862.3657 | -18094.84 | 2003.4708 | 2018.3279 | 2016.9866 | 1673.7422 | 1691.1127 | 1708.4434 | 1707.1776 | 1482.439 | 1497.7779 | 1513.0801 | 1511.9113 | 1532.5691 | 1548.4414 | 1564.2762 | 1563.0831 | 1546.4186 | 1545.3155 | 1561.1825 | 1560.0567 | 1499.4812 | 1515.0483 | 1530.58 | 1529.4513 | 1411.9277 | 1426.5791 | 1441.1968 | 1440.127 | 1409.491 | 1424.1238 | 1438.7231 | 1437.662 | 1385.3695 | 1384.3316 | 1398.4956 | 1397.4364 | 1417.2857 | 1431.9546 | 1446.5885 | 1445.4754 | 1406.5621 | 1371.7661 | 1385.73 | 1384.6082 | 1355.1658 | 1369.1457 | 1383.0906 | 1381.9787 | 1352.0754 | 1351.0163 | 1364.7926 | 1363.7117 | 1288.138 | 1301.4324 | 1314.6937 | 1313.6429 | 1322.2603 | 1335.9142 | 1349.5344 | 1348.4634 | 1302.1167 | 1315.5362 | 1328.9217 | 1327.8398 | 1280.3867 | 1279.3316 | 1292.3244 | 1291.2476 | 1320.2562 | 1333.8356 | 1347.3798 | 1346.2549 | 1339.4272 | 1353.2049 | 1366.9468 | 1365.8067 | 1337.16 | 1350.9007 | 1364.6051 | 1363.4527 | -33458.6448 | 1344.2363 | 1357.9031 | 1356.7868 | 1693.8424 | 1711.3346 | 1728.7837 | 1727.4131 | 1631.292 | 1648.1216 | 1664.9091 | 1663.5718 | 1599.4597 | 1615.9444 | 1632.3873 | 1631.0592 | 1553.6775 | 1552.3961 | 1568.1609 | 1566.8532 | 1569.6658 | 1585.8397 | 1601.9725 | 1600.6653 | 1566.3207 | 1582.4644 | 1598.5671 | 1597.267 | 1545.0575 | 1560.9666 | 1576.8348 | 1575.5365 | 1543.1881 | 1541.9414 | 1557.6264 | 1556.3541 | 1563.9315 | 1580.0583 | 1596.1447 | 1594.8546 | 1637.2682 | 1547.6071 | 1563.3377 | 1562.0486 | 1575.5683 | 1591.8062 | 1608.003 | 1606.6941 | 1555.2597 | 1553.9852 | 1569.7744 | 1568.4737 | 1563.7672 | 1579.8605 | 1595.9123 | 1594.5896 | 1589.8043 | 1606.1652 | 1622.4839 | 1621.1388 | 1616.2734 | 0 | 0 | 0 | 0 | 0
|  | Project IRR, unlevered, after tax | % | 8.022%
|  | Project IRR, unlevered, before tax | % | 8.651%
|  | Debt flows to equity (draws, fees, service, DSRA) | EUR k |  |  | -14694.5262 | 0 | 0 | 0 | 0 | 0 | 0 | -157.7919 | 10299.9212 | 10323.4461 | 8721.3503 | -756.5768 | -756.5768 | -756.5768 | -756.5768 | -756.5768 | -756.5768 | -756.5768 | -756.5768 | -756.5768 | -756.5768 | -756.5768 | -756.5768 | -756.5768 | -756.5768 | -756.5768 | -756.5768 | -756.5768 | -756.5768 | -756.5768 | -756.5768 | -756.5768 | -756.5768 | -756.5768 | -756.5768 | -756.5768 | -756.5768 | -756.5768 | -756.5768 | -756.5768 | -756.5768 | -756.5768 | -756.5768 | -756.5768 | -756.5768 | -756.5768 | -756.5768 | -756.5768 | -756.5768 | -756.5768 | -756.5768 | -756.5768 | -756.5768 | -756.5768 | -756.5768 | -756.5768 | -756.5768 | -756.5768 | -756.5768 | -756.5768 | -756.5768 | -756.5768 | -756.5768 | -756.5768 | -756.5768 | -756.5768 | -756.5768 | -756.5768 | -756.5768 | -756.5768 | 756.5768 | -2.7285e-13 | -2.7285e-13 | -2.7285e-13 | -2.7285e-13 | -2.7285e-13 | -2.7285e-13 | -2.7285e-13 | -2.7285e-13 | -2.7285e-13 | -2.7285e-13 | -2.7285e-13 | -2.7285e-13 | -2.7285e-13 | -2.7285e-13 | -2.7285e-13 | -2.7285e-13 | -2.7285e-13 | -2.7285e-13 | -2.7285e-13 | -2.7285e-13 | -2.7285e-13 | -2.7285e-13 | -2.7285e-13 | -2.7285e-13 | -2.7285e-13 | -2.7285e-13 | -2.7285e-13 | -2.7285e-13 | -2.7285e-13 | -2.7285e-13 | -2.7285e-13 | -2.7285e-13 | -2.7285e-13 | -2.7285e-13 | -2.7285e-13 | -2.7285e-13 | -2.7285e-13 | -2.7285e-13 | -2.7285e-13 | -2.7285e-13 | -2.7285e-13 | -2.7285e-13 | -2.7285e-13 | -2.7285e-13 | -2.7285e-13 | -2.7285e-13 | -2.7285e-13 | -2.7285e-13 | -2.7285e-13 | -2.7285e-13 | -2.7285e-13 | -2.7285e-13 | -2.7285e-13 | -2.7285e-13 | -2.7285e-13 | -2.7285e-13 | -2.7285e-13 | -2.7285e-13 | -2.7285e-13 | -2.7285e-13 | -2.7285e-13 | -2.7285e-13 | -2.7285e-13 | -2.7285e-13 | -2.7285e-13 | -2.7285e-13 | -2.7285e-13 | -2.7285e-13 | -2.7285e-13 | -2.7285e-13 | -2.7285e-13 | -2.7285e-13 | -2.7285e-13 | -2.7285e-13 | -2.7285e-13 | -2.7285e-13 | -2.7285e-13 | -2.7285e-13 | -2.7285e-13 | -2.7285e-13 | -2.7285e-13 | -2.7285e-13 | -2.7285e-13 | -2.7285e-13 | -2.7285e-13
|  | Equity cash flow, levered, after actual tax | EUR k |  |  | 99140.2591 | -2749.3523 | 818.6847 | -684.4627 | -226.9294 | -1835.4129 | -1580.7399 | -890.0956 | -8562.4445 | -8538.9197 | -9373.4897 | 1315.0618 | 1328.045 | 1295.6811 | 952.016 | 968.9705 | 985.8801 | 984.1845 | 759.0041 | 773.9057 | 788.765 | 787.1445 | 807.3384 | 822.7509 | 838.1202 | 836.4523 | 819.3039 | 817.7141 | 833.0917 | 831.467 | 770.3796 | 785.4387 | 800.4558 | 798.8028 | 680.7417 | 694.8589 | 708.9357 | 707.3149 | 676.1143 | 690.1854 | 704.2162 | 702.576 | 649.6937 | 648.0622 | 661.6284 | 659.9606 | 679.1871 | 693.2354 | 707.2409 | 705.4882 | 665.9206 | 630.4722 | 643.7755 | 641.9815 | 611.8519 | 625.146 | 638.3965 | 636.5781 | 605.9563 | 604.1729 | 617.2193 | 615.3959 | 539.0638 | 551.6004 | 564.0945 | 562.2634 | 570.0841 | 582.9414 | 595.7551 | 593.864 | 2059.834 | 1315.8394 | 1329.2282 | 1328.1463 | 1280.6899 | 1279.6348 | 1292.6309 | 1291.5541 | 1320.556 | 1334.1388 | 1347.6863 | 1346.5615 | 1339.7271 | 1353.5081 | 1367.2533 | 1366.1133 | 1337.4599 | 1351.2039 | 1364.9116 | 1363.7593 | -33458.3416 | 1344.5395 | 1358.2096 | 1357.0933 | 1694.1423 | 1711.6378 | 1729.0903 | 1727.7197 | 1631.5919 | 1648.4248 | 1665.2156 | 1663.8783 | 1599.7596 | 1616.2476 | 1632.6939 | 1631.3657 | 1553.9807 | 1552.6993 | 1568.4674 | 1567.1597 | 1569.9656 | 1586.1429 | 1602.2791 | 1600.9719 | 1566.6206 | 1582.7676 | 1598.8736 | 1597.5735 | 1545.3574 | 1561.2698 | 1577.1414 | 1575.843 | 1543.4913 | 1542.2446 | 1557.9329 | 1556.6607 | 1564.2313 | 1580.3616 | 1596.4512 | 1595.1612 | 1637.568 | 1547.6071 | 1563.3377 | 1562.0486 | 1575.5683 | 1591.8062 | 1608.003 | 1606.6941 | 1555.2597 | 1553.9852 | 1569.7744 | 1568.4737 | 1563.7672 | 1579.8605 | 1595.9123 | 1594.5896 | 1589.8043 | 1606.1652 | 1622.4839 | 1621.1388 | 1616.2734 | -2.7285e-13 | -2.7285e-13 | -2.7285e-13 | -2.7285e-13 | -2.7285e-13
Funding to COD (E: uses and sources)
|  | Development, deposits and guarantees (net) | EUR k | 5725.0875
|  | Construction capex and early works at NTP | EUR k | 57085
|  | Capitalised interest and debt fees | EUR k | 1102.316
|  | Total uses | EUR k | 63912.4035
|  | Equity to COD (E), peak including the DSRA (F) | EUR k | 32110.0083 | 33623.1618
|  | Debt share of total uses (E), check: equity + equity flows to COD (F) | % | 49.76% | 0
|  | Development costs (E: SPV, transaction, DSA, early works, pre-RtB) | EUR k | 5661
x |  | Buyer view and implied prices (share deal: SPV tax base unchanged; unlevered tax)
Buyer at the RtB exit
|  | Buyer reimburses at the exit: early works, cash deposits | EUR k |  |  | 1347.5 | 0 | 0 | 0 | 0 | 0 | 1347.5 | 0 | 0 | 0 | 0 | 0 | 0 | 0 | 0 | 0 | 0 | 0 | 0 | 0 | 0 | 0 | 0 | 0 | 0 | 0 | 0 | 0 | 0 | 0 | 0 | 0 | 0 | 0 | 0 | 0 | 0 | 0 | 0 | 0 | 0 | 0 | 0 | 0 | 0 | 0 | 0 | 0 | 0 | 0 | 0 | 0 | 0 | 0 | 0 | 0 | 0 | 0 | 0 | 0 | 0 | 0 | 0 | 0 | 0 | 0 | 0 | 0 | 0 | 0 | 0 | 0 | 0 | 0 | 0 | 0 | 0 | 0 | 0 | 0 | 0 | 0 | 0 | 0 | 0 | 0 | 0 | 0 | 0 | 0 | 0 | 0 | 0 | 0 | 0 | 0 | 0 | 0 | 0 | 0 | 0 | 0 | 0 | 0 | 0 | 0 | 0 | 0 | 0 | 0 | 0 | 0 | 0 | 0 | 0 | 0 | 0 | 0 | 0 | 0 | 0 | 0 | 0 | 0 | 0 | 0 | 0 | 0 | 0 | 0 | 0 | 0 | 0 | 0 | 0 | 0 | 0 | 0 | 0 | 0 | 0 | 0 | 0 | 0 | 0 | 0 | 0 | 0 | 0 | 0 | 0 | 0 | 0 | 0 | 0 | 0
|  | Buyer reimburses pre-RtB costs (E: at the exit; fix 2: as spent after it) | EUR k | 3182 |  | 3182 | 0 | 0 | 0 | 0 | 0 | 3182 | 0 | 0 | 0 | 0 | 0 | 0 | 0 | 0 | 0 | 0 | 0 | 0 | 0 | 0 | 0 | 0 | 0 | 0 | 0 | 0 | 0 | 0 | 0 | 0 | 0 | 0 | 0 | 0 | 0 | 0 | 0 | 0 | 0 | 0 | 0 | 0 | 0 | 0 | 0 | 0 | 0 | 0 | 0 | 0 | 0 | 0 | 0 | 0 | 0 | 0 | 0 | 0 | 0 | 0 | 0 | 0 | 0 | 0 | 0 | 0 | 0 | 0 | 0 | 0 | 0 | 0 | 0 | 0 | 0 | 0 | 0 | 0 | 0 | 0 | 0 | 0 | 0 | 0 | 0 | 0 | 0 | 0 | 0 | 0 | 0 | 0 | 0 | 0 | 0 | 0 | 0 | 0 | 0 | 0 | 0 | 0 | 0 | 0 | 0 | 0 | 0 | 0 | 0 | 0 | 0 | 0 | 0 | 0 | 0 | 0 | 0 | 0 | 0 | 0 | 0 | 0 | 0 | 0 | 0 | 0 | 0 | 0 | 0 | 0 | 0 | 0 | 0 | 0 | 0 | 0 | 0 | 0 | 0 | 0 | 0 | 0 | 0 | 0 | 0 | 0 | 0 | 0 | 0 | 0 | 0 | 0 | 0 | 0 | 0
|  | Buyer flows after the exit before the price (unlevered, after tax) | EUR k |  |  | 114240.9903 | 0 | 0 | 0 | 0 | 0 | -4529.5 | -732.3036 | -18862.3657 | -18862.3657 | -18094.84 | 2003.4708 | 2018.3279 | 2016.9866 | 1673.7422 | 1691.1127 | 1708.4434 | 1707.1776 | 1482.439 | 1497.7779 | 1513.0801 | 1511.9113 | 1532.5691 | 1548.4414 | 1564.2762 | 1563.0831 | 1546.4186 | 1545.3155 | 1561.1825 | 1560.0567 | 1499.4812 | 1515.0483 | 1530.58 | 1529.4513 | 1411.9277 | 1426.5791 | 1441.1968 | 1440.127 | 1409.491 | 1424.1238 | 1438.7231 | 1437.662 | 1385.3695 | 1384.3316 | 1398.4956 | 1397.4364 | 1417.2857 | 1431.9546 | 1446.5885 | 1445.4754 | 1406.5621 | 1371.7661 | 1385.73 | 1384.6082 | 1355.1658 | 1369.1457 | 1383.0906 | 1381.9787 | 1352.0754 | 1351.0163 | 1364.7926 | 1363.7117 | 1288.138 | 1301.4324 | 1314.6937 | 1313.6429 | 1322.2603 | 1335.9142 | 1349.5344 | 1348.4634 | 1302.1167 | 1315.5362 | 1328.9217 | 1327.8398 | 1280.3867 | 1279.3316 | 1292.3244 | 1291.2476 | 1320.2562 | 1333.8356 | 1347.3798 | 1346.2549 | 1339.4272 | 1353.2049 | 1366.9468 | 1365.8067 | 1337.16 | 1350.9007 | 1364.6051 | 1363.4527 | -33458.6448 | 1344.2363 | 1357.9031 | 1356.7868 | 1693.8424 | 1711.3346 | 1728.7837 | 1727.4131 | 1631.292 | 1648.1216 | 1664.9091 | 1663.5718 | 1599.4597 | 1615.9444 | 1632.3873 | 1631.0592 | 1553.6775 | 1552.3961 | 1568.1609 | 1566.8532 | 1569.6658 | 1585.8397 | 1601.9725 | 1600.6653 | 1566.3207 | 1582.4644 | 1598.5671 | 1597.267 | 1545.0575 | 1560.9666 | 1576.8348 | 1575.5365 | 1543.1881 | 1541.9414 | 1557.6264 | 1556.3541 | 1563.9315 | 1580.0583 | 1596.1447 | 1594.8546 | 1637.2682 | 1547.6071 | 1563.3377 | 1562.0486 | 1575.5683 | 1591.8062 | 1608.003 | 1606.6941 | 1555.2597 | 1553.9852 | 1569.7744 | 1568.4737 | 1563.7672 | 1579.8605 | 1595.9123 | 1594.5896 | 1589.8043 | 1606.1652 | 1622.4839 | 1621.1388 | 1616.2734 | 0 | 0 | 0 | 0 | 0
|  | Implied RtB price at the target IRR, floored at 0 (E), closed form (F) | EUR k/MWp | 34.0057 | 34.0057
|  | Buyer reimbursements per MWp (E), all-in implied RtB price (F) | EUR k/MWp | 71.8968 | 105.9025
|  | RtB price used (E: EUR k/MWp, F: consideration EUR k) | EUR k | 90 | 5670
|  | Buyer cash flow at the RtB price, unlevered, after tax | EUR k |  |  | 108570.9903 | 0 | 0 | 0 | 0 | 0 | -10199.5 | -732.3036 | -18862.3657 | -18862.3657 | -18094.84 | 2003.4708 | 2018.3279 | 2016.9866 | 1673.7422 | 1691.1127 | 1708.4434 | 1707.1776 | 1482.439 | 1497.7779 | 1513.0801 | 1511.9113 | 1532.5691 | 1548.4414 | 1564.2762 | 1563.0831 | 1546.4186 | 1545.3155 | 1561.1825 | 1560.0567 | 1499.4812 | 1515.0483 | 1530.58 | 1529.4513 | 1411.9277 | 1426.5791 | 1441.1968 | 1440.127 | 1409.491 | 1424.1238 | 1438.7231 | 1437.662 | 1385.3695 | 1384.3316 | 1398.4956 | 1397.4364 | 1417.2857 | 1431.9546 | 1446.5885 | 1445.4754 | 1406.5621 | 1371.7661 | 1385.73 | 1384.6082 | 1355.1658 | 1369.1457 | 1383.0906 | 1381.9787 | 1352.0754 | 1351.0163 | 1364.7926 | 1363.7117 | 1288.138 | 1301.4324 | 1314.6937 | 1313.6429 | 1322.2603 | 1335.9142 | 1349.5344 | 1348.4634 | 1302.1167 | 1315.5362 | 1328.9217 | 1327.8398 | 1280.3867 | 1279.3316 | 1292.3244 | 1291.2476 | 1320.2562 | 1333.8356 | 1347.3798 | 1346.2549 | 1339.4272 | 1353.2049 | 1366.9468 | 1365.8067 | 1337.16 | 1350.9007 | 1364.6051 | 1363.4527 | -33458.6448 | 1344.2363 | 1357.9031 | 1356.7868 | 1693.8424 | 1711.3346 | 1728.7837 | 1727.4131 | 1631.292 | 1648.1216 | 1664.9091 | 1663.5718 | 1599.4597 | 1615.9444 | 1632.3873 | 1631.0592 | 1553.6775 | 1552.3961 | 1568.1609 | 1566.8532 | 1569.6658 | 1585.8397 | 1601.9725 | 1600.6653 | 1566.3207 | 1582.4644 | 1598.5671 | 1597.267 | 1545.0575 | 1560.9666 | 1576.8348 | 1575.5365 | 1543.1881 | 1541.9414 | 1557.6264 | 1556.3541 | 1563.9315 | 1580.0583 | 1596.1447 | 1594.8546 | 1637.2682 | 1547.6071 | 1563.3377 | 1562.0486 | 1575.5683 | 1591.8062 | 1608.003 | 1606.6941 | 1555.2597 | 1553.9852 | 1569.7744 | 1568.4737 | 1563.7672 | 1579.8605 | 1595.9123 | 1594.5896 | 1589.8043 | 1606.1652 | 1622.4839 | 1621.1388 | 1616.2734 | 0 | 0 | 0 | 0 | 0
|  | Buyer IRR at RtB, unlevered, after tax | % | 7.373%
|  | Buyer cash flow at the RtB price, unlevered, before tax | EUR k |  |  | 119927.4354 | 0 | 0 | 0 | 0 | 0 | -10199.5 | -732.3036 | -18862.3657 | -18862.3657 | -18094.84 | 2109.4933 | 2131.2154 | 2129.7414 | 1754.4352 | 1772.5809 | 1790.683 | 1789.292 | 1544.2119 | 1560.1252 | 1575.998 | 1574.7137 | 1599.3 | 1615.7994 | 1632.2575 | 1630.9464 | 1613.5765 | 1612.3643 | 1628.8579 | 1627.6207 | 1562.9396 | 1579.1036 | 1595.2287 | 1593.9884 | 1466.727 | 1481.8847 | 1497.0054 | 1495.8298 | 1464.0493 | 1479.1865 | 1494.2871 | 1493.1211 | 1436.5994 | 1435.4589 | 1450.081 | 1448.9171 | 1472.6149 | 1487.7919 | 1502.9304 | 1501.7072 | 1460.8307 | 1475.8675 | 1490.8655 | 1489.6328 | 1457.9724 | 1472.9879 | 1487.9651 | 1486.7432 | 1454.2294 | 1453.0655 | 1467.8574 | 1466.6696 | 1384.3154 | 1398.5777 | 1412.8037 | 1411.649 | 1421.8124 | 1436.4698 | 1451.0902 | 1449.9132 | 1399.6766 | 1414.0764 | 1428.4388 | 1427.2499 | 1375.4506 | 1374.2912 | 1388.222 | 1387.0387 | 1419.6101 | 1434.1857 | 1448.7224 | 1447.4864 | 1440.6771 | 1455.4706 | 1470.2246 | 1468.9718 | 1438.1858 | 1452.9385 | 1467.6513 | 1466.385 | -33364.8601 | 1360.0359 | 1373.767 | 1372.5403 | 1745.5057 | 1763.4406 | 1781.3282 | 1779.822 | 1676.7691 | 1693.9757 | 1711.1362 | 1709.6667 | 1641.7885 | 1658.6162 | 1675.398 | 1673.9385 | 1590.191 | 1588.7829 | 1604.8195 | 1603.3825 | 1609.0479 | 1625.5341 | 1641.9752 | 1640.5387 | 1605.372 | 1621.825 | 1638.233 | 1636.8042 | 1582.0059 | 1598.201 | 1614.3513 | 1612.9246 | 1578.6642 | 1577.2942 | 1593.2432 | 1591.8451 | 1602.7465 | 1619.181 | 1635.5709 | 1634.1533 | 1683.3363 | 1700.6672 | 1717.9535 | 1716.5369 | 1731.3938 | 1749.2376 | 1767.0363 | 1765.5979 | 1709.0765 | 1707.676 | 1725.0268 | 1723.5975 | 1718.4254 | 1736.1105 | 1753.7498 | 1752.2963 | 1747.0377 | 1765.0167 | 1782.9493 | 1781.4712 | 1776.1246 | 0 | 0 | 0 | 0 | 0
|  | Buyer IRR at RtB, unlevered, before tax | % | 7.977%
|  | Buyer cash flow at the RtB price, levered, actual tax (E: equity to COD) | EUR k | 37564.4494 |  | 95198.9715 | 0 | 0 | 0 | 0 | 0 | -10199.5 | -890.0956 | -8562.4445 | -8538.9197 | -9373.4897 | 1315.0618 | 1328.045 | 1295.6811 | 952.016 | 968.9705 | 985.8801 | 984.1845 | 759.0041 | 773.9057 | 788.765 | 787.1445 | 807.3384 | 822.7509 | 838.1202 | 836.4523 | 819.3039 | 817.7141 | 833.0917 | 831.467 | 770.3796 | 785.4387 | 800.4558 | 798.8028 | 680.7417 | 694.8589 | 708.9357 | 707.3149 | 676.1143 | 690.1854 | 704.2162 | 702.576 | 649.6937 | 648.0622 | 661.6284 | 659.9606 | 679.1871 | 693.2354 | 707.2409 | 705.4882 | 665.9206 | 630.4722 | 643.7755 | 641.9815 | 611.8519 | 625.146 | 638.3965 | 636.5781 | 605.9563 | 604.1729 | 617.2193 | 615.3959 | 539.0638 | 551.6004 | 564.0945 | 562.2634 | 570.0841 | 582.9414 | 595.7551 | 593.864 | 2059.834 | 1315.8394 | 1329.2282 | 1328.1463 | 1280.6899 | 1279.6348 | 1292.6309 | 1291.5541 | 1320.556 | 1334.1388 | 1347.6863 | 1346.5615 | 1339.7271 | 1353.5081 | 1367.2533 | 1366.1133 | 1337.4599 | 1351.2039 | 1364.9116 | 1363.7593 | -33458.3416 | 1344.5395 | 1358.2096 | 1357.0933 | 1694.1423 | 1711.6378 | 1729.0903 | 1727.7197 | 1631.5919 | 1648.4248 | 1665.2156 | 1663.8783 | 1599.7596 | 1616.2476 | 1632.6939 | 1631.3657 | 1553.9807 | 1552.6993 | 1568.4674 | 1567.1597 | 1569.9656 | 1586.1429 | 1602.2791 | 1600.9719 | 1566.6206 | 1582.7676 | 1598.8736 | 1597.5735 | 1545.3574 | 1561.2698 | 1577.1414 | 1575.843 | 1543.4913 | 1542.2446 | 1557.9329 | 1556.6607 | 1564.2313 | 1580.3616 | 1596.4512 | 1595.1612 | 1637.568 | 1547.6071 | 1563.3377 | 1562.0486 | 1575.5683 | 1591.8062 | 1608.003 | 1606.6941 | 1555.2597 | 1553.9852 | 1569.7744 | 1568.4737 | 1563.7672 | 1579.8605 | 1595.9123 | 1594.5896 | 1589.8043 | 1606.1652 | 1622.4839 | 1621.1388 | 1616.2734 | -2.7285e-13 | -2.7285e-13 | -2.7285e-13 | -2.7285e-13 | -2.7285e-13
|  | Buyer IRR at RtB, levered, after tax | % | 8.166%
Buyer at COD
|  | Buyer flows after COD before the price (unlevered, after tax) | EUR k |  |  | 175322.3654 | 0 | 0 | 0 | 0 | 0 | 0 | 0 | 0 | 0 | 0 | 2003.4708 | 2018.3279 | 2016.9866 | 1673.7422 | 1691.1127 | 1708.4434 | 1707.1776 | 1482.439 | 1497.7779 | 1513.0801 | 1511.9113 | 1532.5691 | 1548.4414 | 1564.2762 | 1563.0831 | 1546.4186 | 1545.3155 | 1561.1825 | 1560.0567 | 1499.4812 | 1515.0483 | 1530.58 | 1529.4513 | 1411.9277 | 1426.5791 | 1441.1968 | 1440.127 | 1409.491 | 1424.1238 | 1438.7231 | 1437.662 | 1385.3695 | 1384.3316 | 1398.4956 | 1397.4364 | 1417.2857 | 1431.9546 | 1446.5885 | 1445.4754 | 1406.5621 | 1371.7661 | 1385.73 | 1384.6082 | 1355.1658 | 1369.1457 | 1383.0906 | 1381.9787 | 1352.0754 | 1351.0163 | 1364.7926 | 1363.7117 | 1288.138 | 1301.4324 | 1314.6937 | 1313.6429 | 1322.2603 | 1335.9142 | 1349.5344 | 1348.4634 | 1302.1167 | 1315.5362 | 1328.9217 | 1327.8398 | 1280.3867 | 1279.3316 | 1292.3244 | 1291.2476 | 1320.2562 | 1333.8356 | 1347.3798 | 1346.2549 | 1339.4272 | 1353.2049 | 1366.9468 | 1365.8067 | 1337.16 | 1350.9007 | 1364.6051 | 1363.4527 | -33458.6448 | 1344.2363 | 1357.9031 | 1356.7868 | 1693.8424 | 1711.3346 | 1728.7837 | 1727.4131 | 1631.292 | 1648.1216 | 1664.9091 | 1663.5718 | 1599.4597 | 1615.9444 | 1632.3873 | 1631.0592 | 1553.6775 | 1552.3961 | 1568.1609 | 1566.8532 | 1569.6658 | 1585.8397 | 1601.9725 | 1600.6653 | 1566.3207 | 1582.4644 | 1598.5671 | 1597.267 | 1545.0575 | 1560.9666 | 1576.8348 | 1575.5365 | 1543.1881 | 1541.9414 | 1557.6264 | 1556.3541 | 1563.9315 | 1580.0583 | 1596.1447 | 1594.8546 | 1637.2682 | 1547.6071 | 1563.3377 | 1562.0486 | 1575.5683 | 1591.8062 | 1608.003 | 1606.6941 | 1555.2597 | 1553.9852 | 1569.7744 | 1568.4737 | 1563.7672 | 1579.8605 | 1595.9123 | 1594.5896 | 1589.8043 | 1606.1652 | 1622.4839 | 1621.1388 | 1616.2734 | 0 | 0 | 0 | 0 | 0
|  | Implied COD price at the target IRR, floored at 0 (E), closed form (F) | EUR k/MWp | 1030.3204 | 1030.3204
|  | COD price used (E: EUR k/MWp, F: enterprise value EUR k) | EUR k | 1030.3204 | 64910.184
|  | Buyer cash flow at the COD price, unlevered, after tax | EUR k |  |  | 110412.1814 | 0 | 0 | 0 | 0 | 0 | 0 | 0 | 0 | 0 | -64910.184 | 2003.4708 | 2018.3279 | 2016.9866 | 1673.7422 | 1691.1127 | 1708.4434 | 1707.1776 | 1482.439 | 1497.7779 | 1513.0801 | 1511.9113 | 1532.5691 | 1548.4414 | 1564.2762 | 1563.0831 | 1546.4186 | 1545.3155 | 1561.1825 | 1560.0567 | 1499.4812 | 1515.0483 | 1530.58 | 1529.4513 | 1411.9277 | 1426.5791 | 1441.1968 | 1440.127 | 1409.491 | 1424.1238 | 1438.7231 | 1437.662 | 1385.3695 | 1384.3316 | 1398.4956 | 1397.4364 | 1417.2857 | 1431.9546 | 1446.5885 | 1445.4754 | 1406.5621 | 1371.7661 | 1385.73 | 1384.6082 | 1355.1658 | 1369.1457 | 1383.0906 | 1381.9787 | 1352.0754 | 1351.0163 | 1364.7926 | 1363.7117 | 1288.138 | 1301.4324 | 1314.6937 | 1313.6429 | 1322.2603 | 1335.9142 | 1349.5344 | 1348.4634 | 1302.1167 | 1315.5362 | 1328.9217 | 1327.8398 | 1280.3867 | 1279.3316 | 1292.3244 | 1291.2476 | 1320.2562 | 1333.8356 | 1347.3798 | 1346.2549 | 1339.4272 | 1353.2049 | 1366.9468 | 1365.8067 | 1337.16 | 1350.9007 | 1364.6051 | 1363.4527 | -33458.6448 | 1344.2363 | 1357.9031 | 1356.7868 | 1693.8424 | 1711.3346 | 1728.7837 | 1727.4131 | 1631.292 | 1648.1216 | 1664.9091 | 1663.5718 | 1599.4597 | 1615.9444 | 1632.3873 | 1631.0592 | 1553.6775 | 1552.3961 | 1568.1609 | 1566.8532 | 1569.6658 | 1585.8397 | 1601.9725 | 1600.6653 | 1566.3207 | 1582.4644 | 1598.5671 | 1597.267 | 1545.0575 | 1560.9666 | 1576.8348 | 1575.5365 | 1543.1881 | 1541.9414 | 1557.6264 | 1556.3541 | 1563.9315 | 1580.0583 | 1596.1447 | 1594.8546 | 1637.2682 | 1547.6071 | 1563.3377 | 1562.0486 | 1575.5683 | 1591.8062 | 1608.003 | 1606.6941 | 1555.2597 | 1553.9852 | 1569.7744 | 1568.4737 | 1563.7672 | 1579.8605 | 1595.9123 | 1594.5896 | 1589.8043 | 1606.1652 | 1622.4839 | 1621.1388 | 1616.2734 | 0 | 0 | 0 | 0 | 0
|  | Buyer IRR at COD, unlevered, after tax | % | 8%
|  | Buyer cash flow at the COD price, unlevered, before tax | EUR k |  |  | 121768.6265 | 0 | 0 | 0 | 0 | 0 | 0 | 0 | 0 | 0 | -64910.184 | 2109.4933 | 2131.2154 | 2129.7414 | 1754.4352 | 1772.5809 | 1790.683 | 1789.292 | 1544.2119 | 1560.1252 | 1575.998 | 1574.7137 | 1599.3 | 1615.7994 | 1632.2575 | 1630.9464 | 1613.5765 | 1612.3643 | 1628.8579 | 1627.6207 | 1562.9396 | 1579.1036 | 1595.2287 | 1593.9884 | 1466.727 | 1481.8847 | 1497.0054 | 1495.8298 | 1464.0493 | 1479.1865 | 1494.2871 | 1493.1211 | 1436.5994 | 1435.4589 | 1450.081 | 1448.9171 | 1472.6149 | 1487.7919 | 1502.9304 | 1501.7072 | 1460.8307 | 1475.8675 | 1490.8655 | 1489.6328 | 1457.9724 | 1472.9879 | 1487.9651 | 1486.7432 | 1454.2294 | 1453.0655 | 1467.8574 | 1466.6696 | 1384.3154 | 1398.5777 | 1412.8037 | 1411.649 | 1421.8124 | 1436.4698 | 1451.0902 | 1449.9132 | 1399.6766 | 1414.0764 | 1428.4388 | 1427.2499 | 1375.4506 | 1374.2912 | 1388.222 | 1387.0387 | 1419.6101 | 1434.1857 | 1448.7224 | 1447.4864 | 1440.6771 | 1455.4706 | 1470.2246 | 1468.9718 | 1438.1858 | 1452.9385 | 1467.6513 | 1466.385 | -33364.8601 | 1360.0359 | 1373.767 | 1372.5403 | 1745.5057 | 1763.4406 | 1781.3282 | 1779.822 | 1676.7691 | 1693.9757 | 1711.1362 | 1709.6667 | 1641.7885 | 1658.6162 | 1675.398 | 1673.9385 | 1590.191 | 1588.7829 | 1604.8195 | 1603.3825 | 1609.0479 | 1625.5341 | 1641.9752 | 1640.5387 | 1605.372 | 1621.825 | 1638.233 | 1636.8042 | 1582.0059 | 1598.201 | 1614.3513 | 1612.9246 | 1578.6642 | 1577.2942 | 1593.2432 | 1591.8451 | 1602.7465 | 1619.181 | 1635.5709 | 1634.1533 | 1683.3363 | 1700.6672 | 1717.9535 | 1716.5369 | 1731.3938 | 1749.2376 | 1767.0363 | 1765.5979 | 1709.0765 | 1707.676 | 1725.0268 | 1723.5975 | 1718.4254 | 1736.1105 | 1753.7498 | 1752.2963 | 1747.0377 | 1765.0167 | 1782.9493 | 1781.4712 | 1776.1246 | 0 | 0 | 0 | 0 | 0
|  | Buyer IRR at COD, unlevered, before tax | % | 8.658%
|  | Buyer at COD, levered: price less debt plus the DSRA balance (E: equity) | EUR k | 34620.9424 |  | 98142.4785 | 0 | 0 | 0 | 0 | 0 | 0 | 0 | 0 | 0 | -34620.9424 | 1315.0618 | 1328.045 | 1295.6811 | 952.016 | 968.9705 | 985.8801 | 984.1845 | 759.0041 | 773.9057 | 788.765 | 787.1445 | 807.3384 | 822.7509 | 838.1202 | 836.4523 | 819.3039 | 817.7141 | 833.0917 | 831.467 | 770.3796 | 785.4387 | 800.4558 | 798.8028 | 680.7417 | 694.8589 | 708.9357 | 707.3149 | 676.1143 | 690.1854 | 704.2162 | 702.576 | 649.6937 | 648.0622 | 661.6284 | 659.9606 | 679.1871 | 693.2354 | 707.2409 | 705.4882 | 665.9206 | 630.4722 | 643.7755 | 641.9815 | 611.8519 | 625.146 | 638.3965 | 636.5781 | 605.9563 | 604.1729 | 617.2193 | 615.3959 | 539.0638 | 551.6004 | 564.0945 | 562.2634 | 570.0841 | 582.9414 | 595.7551 | 593.864 | 2059.834 | 1315.8394 | 1329.2282 | 1328.1463 | 1280.6899 | 1279.6348 | 1292.6309 | 1291.5541 | 1320.556 | 1334.1388 | 1347.6863 | 1346.5615 | 1339.7271 | 1353.5081 | 1367.2533 | 1366.1133 | 1337.4599 | 1351.2039 | 1364.9116 | 1363.7593 | -33458.3416 | 1344.5395 | 1358.2096 | 1357.0933 | 1694.1423 | 1711.6378 | 1729.0903 | 1727.7197 | 1631.5919 | 1648.4248 | 1665.2156 | 1663.8783 | 1599.7596 | 1616.2476 | 1632.6939 | 1631.3657 | 1553.9807 | 1552.6993 | 1568.4674 | 1567.1597 | 1569.9656 | 1586.1429 | 1602.2791 | 1600.9719 | 1566.6206 | 1582.7676 | 1598.8736 | 1597.5735 | 1545.3574 | 1561.2698 | 1577.1414 | 1575.843 | 1543.4913 | 1542.2446 | 1557.9329 | 1556.6607 | 1564.2313 | 1580.3616 | 1596.4512 | 1595.1612 | 1637.568 | 1547.6071 | 1563.3377 | 1562.0486 | 1575.5683 | 1591.8062 | 1608.003 | 1606.6941 | 1555.2597 | 1553.9852 | 1569.7744 | 1568.4737 | 1563.7672 | 1579.8605 | 1595.9123 | 1594.5896 | 1589.8043 | 1606.1652 | 1622.4839 | 1621.1388 | 1616.2734 | -2.7285e-13 | -2.7285e-13 | -2.7285e-13 | -2.7285e-13 | -2.7285e-13
|  | Buyer IRR at COD, levered, after tax | % | 9.398%
x |  | FEP return on loans and costs (12 %; E: to the exit, F: to COD)
|  | Return per period (E: v3 monthly compounding; fix 8: act/365 simple) | factor | 3.03% |  |  | 3.025% | 2.959% | 2.992% | 3.025% | 3.025% | 2.959% | 2.992% | 3.025% | 3.025% | 2.992% | 2.992% | 3.025% | 3.025% | 2.959% | 2.992% | 3.025% | 3.025% | 2.959% | 2.992% | 3.025% | 3.025% | 2.959% | 2.992% | 3.025% | 3.025% | 2.992% | 2.992% | 3.025% | 3.025% | 2.959% | 2.992% | 3.025% | 3.025% | 2.959% | 2.992% | 3.025% | 3.025% | 2.959% | 2.992% | 3.025% | 3.025% | 2.992% | 2.992% | 3.025% | 3.025% | 2.959% | 2.992% | 3.025% | 3.025% | 2.959% | 2.992% | 3.025% | 3.025% | 2.959% | 2.992% | 3.025% | 3.025% | 2.992% | 2.992% | 3.025% | 3.025% | 2.959% | 2.992% | 3.025% | 3.025% | 2.959% | 2.992% | 3.025% | 3.025% | 2.959% | 2.992% | 3.025% | 3.025% | 2.992% | 2.992% | 3.025% | 3.025% | 2.959% | 2.992% | 3.025% | 3.025% | 2.959% | 2.992% | 3.025% | 3.025% | 2.959% | 2.992% | 3.025% | 3.025% | 2.992% | 2.992% | 3.025% | 3.025% | 2.959% | 2.992% | 3.025% | 3.025% | 2.959% | 2.992% | 3.025% | 3.025% | 2.959% | 2.992% | 3.025% | 3.025% | 2.992% | 2.992% | 3.025% | 3.025% | 2.959% | 2.992% | 3.025% | 3.025% | 2.959% | 2.992% | 3.025% | 3.025% | 2.959% | 2.992% | 3.025% | 3.025% | 2.992% | 2.992% | 3.025% | 3.025% | 2.959% | 2.992% | 3.025% | 3.025% | 2.959% | 2.992% | 3.025% | 3.025% | 2.959% | 2.992% | 3.025% | 3.025% | 2.992% | 2.992% | 3.025% | 3.025% | 2.959% | 2.992% | 3.025% | 3.025% | 2.959% | 2.992% | 3.025% | 3.025% | 2.959% | 2.992% | 3.025% | 3.025% | 2.992% | 2.992%
|  | Principal: DSA, early works, deposits, guarantee fees, SPV price | EUR k |  |  | 2356.5875 | 2000.3523 | -818.6847 | 684.4627 | 226.9294 | 226.9294 | 7.2234 | 7.3036 | 7.3839 | 7.3839 | 7.3036 | 0 | 0 | 0 | 0 | 0 | 0 | 0 | 0 | 0 | 0 | 0 | 0 | 0 | 0 | 0 | 0 | 0 | 0 | 0 | 0 | 0 | 0 | 0 | 0 | 0 | 0 | 0 | 0 | 0 | 0 | 0 | 0 | 0 | 0 | 0 | 0 | 0 | 0 | 0 | 0 | 0 | 0 | 0 | 0 | 0 | 0 | 0 | 0 | 0 | 0 | 0 | 0 | 0 | 0 | 0 | 0 | 0 | 0 | 0 | 0 | 0 | 0 | 0 | 0 | 0 | 0 | 0 | 0 | 0 | 0 | 0 | 0 | 0 | 0 | 0 | 0 | 0 | 0 | 0 | 0 | 0 | 0 | 0 | 0 | 0 | 0 | 0 | 0 | 0 | 0 | 0 | 0 | 0 | 0 | 0 | 0 | 0 | 0 | 0 | 0 | 0 | 0 | 0 | 0 | 0 | 0 | 0 | 0 | 0 | 0 | 0 | 0 | 0 | 0 | 0 | 0 | 0 | 0 | 0 | 0 | 0 | 0 | 0 | 0 | 0 | 0 | 0 | 0 | 0 | 0 | 0 | 0 | 0 | 0 | 0 | 0 | 0 | 0 | 0 | 0 | 0 | 0 | 0 | 0 | 0
|  | Opening balance (principal and capitalised return) | EUR k |  |  |  | 0 | 2000.3523 | 1181.6675 | 1866.1303 | 2093.0596 | 2534.2823 | 2541.5057 | 2548.8094 | 2556.1933 | 2869.0093 | 2876.313 | 2876.313 | 2876.313 | 2962.1474 | 2962.1474 | 2962.1474 | 2962.1474 | 2962.1474 | 2962.1474 | 2962.1474 | 2962.1474 | 2962.1474 | 2962.1474 | 2962.1474 | 2962.1474 | 2962.1474 | 2962.1474 | 2962.1474 | 2962.1474 | 2962.1474 | 2962.1474 | 2962.1474 | 2962.1474 | 2962.1474 | 2962.1474 | 2962.1474 | 2962.1474 | 2962.1474 | 2962.1474 | 2962.1474 | 2962.1474 | 2962.1474 | 2962.1474 | 2962.1474 | 2962.1474 | 2962.1474 | 2962.1474 | 2962.1474 | 2962.1474 | 2962.1474 | 2962.1474 | 2962.1474 | 2962.1474 | 2962.1474 | 2962.1474 | 2962.1474 | 2962.1474 | 2962.1474 | 2962.1474 | 2962.1474 | 2962.1474 | 2962.1474 | 2962.1474 | 2962.1474 | 2962.1474 | 2962.1474 | 2962.1474 | 2962.1474 | 2962.1474 | 2962.1474 | 2962.1474 | 2962.1474 | 2962.1474 | 2962.1474 | 2962.1474 | 2962.1474 | 2962.1474 | 2962.1474 | 2962.1474 | 2962.1474 | 2962.1474 | 2962.1474 | 2962.1474 | 2962.1474 | 2962.1474 | 2962.1474 | 2962.1474 | 2962.1474 | 2962.1474 | 2962.1474 | 2962.1474 | 2962.1474 | 2962.1474 | 2962.1474 | 2962.1474 | 2962.1474 | 2962.1474 | 2962.1474 | 2962.1474 | 2962.1474 | 2962.1474 | 2962.1474 | 2962.1474 | 2962.1474 | 2962.1474 | 2962.1474 | 2962.1474 | 2962.1474 | 2962.1474 | 2962.1474 | 2962.1474 | 2962.1474 | 2962.1474 | 2962.1474 | 2962.1474 | 2962.1474 | 2962.1474 | 2962.1474 | 2962.1474 | 2962.1474 | 2962.1474 | 2962.1474 | 2962.1474 | 2962.1474 | 2962.1474 | 2962.1474 | 2962.1474 | 2962.1474 | 2962.1474 | 2962.1474 | 2962.1474 | 2962.1474 | 2962.1474 | 2962.1474 | 2962.1474 | 2962.1474 | 2962.1474 | 2962.1474 | 2962.1474 | 2962.1474 | 2962.1474 | 2962.1474 | 2962.1474 | 2962.1474 | 2962.1474 | 2962.1474 | 2962.1474 | 2962.1474 | 2962.1474 | 2962.1474 | 2962.1474 | 2962.1474 | 2962.1474 | 2962.1474 | 2962.1474
|  | Return accrued | EUR k | 289.2803 | 605.5599 | 605.5599 | 0 | 59.1885 | 35.3529 | 56.4441 | 63.3079 | 74.987 | 76.0363 | 77.0928 | 77.3161 | 85.8345 | 0 | 0 | 0 | 0 | 0 | 0 | 0 | 0 | 0 | 0 | 0 | 0 | 0 | 0 | 0 | 0 | 0 | 0 | 0 | 0 | 0 | 0 | 0 | 0 | 0 | 0 | 0 | 0 | 0 | 0 | 0 | 0 | 0 | 0 | 0 | 0 | 0 | 0 | 0 | 0 | 0 | 0 | 0 | 0 | 0 | 0 | 0 | 0 | 0 | 0 | 0 | 0 | 0 | 0 | 0 | 0 | 0 | 0 | 0 | 0 | 0 | 0 | 0 | 0 | 0 | 0 | 0 | 0 | 0 | 0 | 0 | 0 | 0 | 0 | 0 | 0 | 0 | 0 | 0 | 0 | 0 | 0 | 0 | 0 | 0 | 0 | 0 | 0 | 0 | 0 | 0 | 0 | 0 | 0 | 0 | 0 | 0 | 0 | 0 | 0 | 0 | 0 | 0 | 0 | 0 | 0 | 0 | 0 | 0 | 0 | 0 | 0 | 0 | 0 | 0 | 0 | 0 | 0 | 0 | 0 | 0 | 0 | 0 | 0 | 0 | 0 | 0 | 0 | 0 | 0 | 0 | 0 | 0 | 0 | 0 | 0 | 0 | 0 | 0 | 0 | 0 | 0 | 0 | 0 | 0
|  | Return capitalised (31-Dec with fix 8, else every period) | EUR k |  |  | 605.5599 | 0 | 0 | 0 | 0 | 214.2933 | 0 | 0 | 0 | 305.4321 | 0 | 0 | 0 | 85.8345 | 0 | 0 | 0 | 0 | 0 | 0 | 0 | 0 | 0 | 0 | 0 | 0 | 0 | 0 | 0 | 0 | 0 | 0 | 0 | 0 | 0 | 0 | 0 | 0 | 0 | 0 | 0 | 0 | 0 | 0 | 0 | 0 | 0 | 0 | 0 | 0 | 0 | 0 | 0 | 0 | 0 | 0 | 0 | 0 | 0 | 0 | 0 | 0 | 0 | 0 | 0 | 0 | 0 | 0 | 0 | 0 | 0 | 0 | 0 | 0 | 0 | 0 | 0 | 0 | 0 | 0 | 0 | 0 | 0 | 0 | 0 | 0 | 0 | 0 | 0 | 0 | 0 | 0 | 0 | 0 | 0 | 0 | 0 | 0 | 0 | 0 | 0 | 0 | 0 | 0 | 0 | 0 | 0 | 0 | 0 | 0 | 0 | 0 | 0 | 0 | 0 | 0 | 0 | 0 | 0 | 0 | 0 | 0 | 0 | 0 | 0 | 0 | 0 | 0 | 0 | 0 | 0 | 0 | 0 | 0 | 0 | 0 | 0 | 0 | 0 | 0 | 0 | 0 | 0 | 0 | 0 | 0 | 0 | 0 | 0 | 0 | 0 | 0 | 0 | 0 | 0 | 0
|  | Closing balance | EUR k |  |  |  | 2000.3523 | 1181.6675 | 1866.1303 | 2093.0596 | 2534.2823 | 2541.5057 | 2548.8094 | 2556.1933 | 2869.0093 | 2876.313 | 2876.313 | 2876.313 | 2962.1474 | 2962.1474 | 2962.1474 | 2962.1474 | 2962.1474 | 2962.1474 | 2962.1474 | 2962.1474 | 2962.1474 | 2962.1474 | 2962.1474 | 2962.1474 | 2962.1474 | 2962.1474 | 2962.1474 | 2962.1474 | 2962.1474 | 2962.1474 | 2962.1474 | 2962.1474 | 2962.1474 | 2962.1474 | 2962.1474 | 2962.1474 | 2962.1474 | 2962.1474 | 2962.1474 | 2962.1474 | 2962.1474 | 2962.1474 | 2962.1474 | 2962.1474 | 2962.1474 | 2962.1474 | 2962.1474 | 2962.1474 | 2962.1474 | 2962.1474 | 2962.1474 | 2962.1474 | 2962.1474 | 2962.1474 | 2962.1474 | 2962.1474 | 2962.1474 | 2962.1474 | 2962.1474 | 2962.1474 | 2962.1474 | 2962.1474 | 2962.1474 | 2962.1474 | 2962.1474 | 2962.1474 | 2962.1474 | 2962.1474 | 2962.1474 | 2962.1474 | 2962.1474 | 2962.1474 | 2962.1474 | 2962.1474 | 2962.1474 | 2962.1474 | 2962.1474 | 2962.1474 | 2962.1474 | 2962.1474 | 2962.1474 | 2962.1474 | 2962.1474 | 2962.1474 | 2962.1474 | 2962.1474 | 2962.1474 | 2962.1474 | 2962.1474 | 2962.1474 | 2962.1474 | 2962.1474 | 2962.1474 | 2962.1474 | 2962.1474 | 2962.1474 | 2962.1474 | 2962.1474 | 2962.1474 | 2962.1474 | 2962.1474 | 2962.1474 | 2962.1474 | 2962.1474 | 2962.1474 | 2962.1474 | 2962.1474 | 2962.1474 | 2962.1474 | 2962.1474 | 2962.1474 | 2962.1474 | 2962.1474 | 2962.1474 | 2962.1474 | 2962.1474 | 2962.1474 | 2962.1474 | 2962.1474 | 2962.1474 | 2962.1474 | 2962.1474 | 2962.1474 | 2962.1474 | 2962.1474 | 2962.1474 | 2962.1474 | 2962.1474 | 2962.1474 | 2962.1474 | 2962.1474 | 2962.1474 | 2962.1474 | 2962.1474 | 2962.1474 | 2962.1474 | 2962.1474 | 2962.1474 | 2962.1474 | 2962.1474 | 2962.1474 | 2962.1474 | 2962.1474 | 2962.1474 | 2962.1474 | 2962.1474 | 2962.1474 | 2962.1474 | 2962.1474 | 2962.1474 | 2962.1474 | 2962.1474 | 2962.1474 | 2962.1474 | 2962.1474
|  | PSH land: opening balance (v3 rule) | EUR k |  |  |  | 0 | 150 | 150 | 150 | 150 | 168 | 168 | 168 | 168 | 188.16 | 188.16 | 188.16 | 188.16 | 193.7893 | 193.7893 | 193.7893 | 193.7893 | 193.7893 | 193.7893 | 193.7893 | 193.7893 | 193.7893 | 193.7893 | 193.7893 | 193.7893 | 193.7893 | 193.7893 | 193.7893 | 193.7893 | 193.7893 | 193.7893 | 193.7893 | 193.7893 | 193.7893 | 193.7893 | 193.7893 | 193.7893 | 193.7893 | 193.7893 | 193.7893 | 193.7893 | 193.7893 | 193.7893 | 193.7893 | 193.7893 | 193.7893 | 193.7893 | 193.7893 | 193.7893 | 193.7893 | 193.7893 | 193.7893 | 193.7893 | 193.7893 | 193.7893 | 193.7893 | 193.7893 | 193.7893 | 193.7893 | 193.7893 | 193.7893 | 193.7893 | 193.7893 | 193.7893 | 193.7893 | 193.7893 | 193.7893 | 193.7893 | 193.7893 | 193.7893 | 193.7893 | 193.7893 | 193.7893 | 193.7893 | 193.7893 | 193.7893 | 193.7893 | 193.7893 | 193.7893 | 193.7893 | 193.7893 | 193.7893 | 193.7893 | 193.7893 | 193.7893 | 193.7893 | 193.7893 | 193.7893 | 193.7893 | 193.7893 | 193.7893 | 193.7893 | 193.7893 | 193.7893 | 193.7893 | 193.7893 | 193.7893 | 193.7893 | 193.7893 | 193.7893 | 193.7893 | 193.7893 | 193.7893 | 193.7893 | 193.7893 | 193.7893 | 193.7893 | 193.7893 | 193.7893 | 193.7893 | 193.7893 | 193.7893 | 193.7893 | 193.7893 | 193.7893 | 193.7893 | 193.7893 | 193.7893 | 193.7893 | 193.7893 | 193.7893 | 193.7893 | 193.7893 | 193.7893 | 193.7893 | 193.7893 | 193.7893 | 193.7893 | 193.7893 | 193.7893 | 193.7893 | 193.7893 | 193.7893 | 193.7893 | 193.7893 | 193.7893 | 193.7893 | 193.7893 | 193.7893 | 193.7893 | 193.7893 | 193.7893 | 193.7893 | 193.7893 | 193.7893 | 193.7893 | 193.7893 | 193.7893 | 193.7893 | 193.7893 | 193.7893 | 193.7893 | 193.7893 | 193.7893 | 193.7893
|  | PSH land: return accrued | EUR k | 22.971 | 43.7893 | 43.7893 | 0 | 4.4384 | 4.4877 | 4.537 | 4.537 | 4.971 | 5.0262 | 5.0814 | 5.0814 | 5.6293 | 0 | 0 | 0 | 0 | 0 | 0 | 0 | 0 | 0 | 0 | 0 | 0 | 0 | 0 | 0 | 0 | 0 | 0 | 0 | 0 | 0 | 0 | 0 | 0 | 0 | 0 | 0 | 0 | 0 | 0 | 0 | 0 | 0 | 0 | 0 | 0 | 0 | 0 | 0 | 0 | 0 | 0 | 0 | 0 | 0 | 0 | 0 | 0 | 0 | 0 | 0 | 0 | 0 | 0 | 0 | 0 | 0 | 0 | 0 | 0 | 0 | 0 | 0 | 0 | 0 | 0 | 0 | 0 | 0 | 0 | 0 | 0 | 0 | 0 | 0 | 0 | 0 | 0 | 0 | 0 | 0 | 0 | 0 | 0 | 0 | 0 | 0 | 0 | 0 | 0 | 0 | 0 | 0 | 0 | 0 | 0 | 0 | 0 | 0 | 0 | 0 | 0 | 0 | 0 | 0 | 0 | 0 | 0 | 0 | 0 | 0 | 0 | 0 | 0 | 0 | 0 | 0 | 0 | 0 | 0 | 0 | 0 | 0 | 0 | 0 | 0 | 0 | 0 | 0 | 0 | 0 | 0 | 0 | 0 | 0 | 0 | 0 | 0 | 0 | 0 | 0 | 0 | 0 | 0 | 0
|  | PSH land: return capitalised | EUR k |  |  | 43.7893 | 0 | 0 | 0 | 0 | 18 | 0 | 0 | 0 | 20.16 | 0 | 0 | 0 | 5.6293 | 0 | 0 | 0 | 0 | 0 | 0 | 0 | 0 | 0 | 0 | 0 | 0 | 0 | 0 | 0 | 0 | 0 | 0 | 0 | 0 | 0 | 0 | 0 | 0 | 0 | 0 | 0 | 0 | 0 | 0 | 0 | 0 | 0 | 0 | 0 | 0 | 0 | 0 | 0 | 0 | 0 | 0 | 0 | 0 | 0 | 0 | 0 | 0 | 0 | 0 | 0 | 0 | 0 | 0 | 0 | 0 | 0 | 0 | 0 | 0 | 0 | 0 | 0 | 0 | 0 | 0 | 0 | 0 | 0 | 0 | 0 | 0 | 0 | 0 | 0 | 0 | 0 | 0 | 0 | 0 | 0 | 0 | 0 | 0 | 0 | 0 | 0 | 0 | 0 | 0 | 0 | 0 | 0 | 0 | 0 | 0 | 0 | 0 | 0 | 0 | 0 | 0 | 0 | 0 | 0 | 0 | 0 | 0 | 0 | 0 | 0 | 0 | 0 | 0 | 0 | 0 | 0 | 0 | 0 | 0 | 0 | 0 | 0 | 0 | 0 | 0 | 0 | 0 | 0 | 0 | 0 | 0 | 0 | 0 | 0 | 0 | 0 | 0 | 0 | 0 | 0 | 0
|  | PSH land: closing balance | EUR k |  |  |  | 150 | 150 | 150 | 150 | 168 | 168 | 168 | 168 | 188.16 | 188.16 | 188.16 | 188.16 | 193.7893 | 193.7893 | 193.7893 | 193.7893 | 193.7893 | 193.7893 | 193.7893 | 193.7893 | 193.7893 | 193.7893 | 193.7893 | 193.7893 | 193.7893 | 193.7893 | 193.7893 | 193.7893 | 193.7893 | 193.7893 | 193.7893 | 193.7893 | 193.7893 | 193.7893 | 193.7893 | 193.7893 | 193.7893 | 193.7893 | 193.7893 | 193.7893 | 193.7893 | 193.7893 | 193.7893 | 193.7893 | 193.7893 | 193.7893 | 193.7893 | 193.7893 | 193.7893 | 193.7893 | 193.7893 | 193.7893 | 193.7893 | 193.7893 | 193.7893 | 193.7893 | 193.7893 | 193.7893 | 193.7893 | 193.7893 | 193.7893 | 193.7893 | 193.7893 | 193.7893 | 193.7893 | 193.7893 | 193.7893 | 193.7893 | 193.7893 | 193.7893 | 193.7893 | 193.7893 | 193.7893 | 193.7893 | 193.7893 | 193.7893 | 193.7893 | 193.7893 | 193.7893 | 193.7893 | 193.7893 | 193.7893 | 193.7893 | 193.7893 | 193.7893 | 193.7893 | 193.7893 | 193.7893 | 193.7893 | 193.7893 | 193.7893 | 193.7893 | 193.7893 | 193.7893 | 193.7893 | 193.7893 | 193.7893 | 193.7893 | 193.7893 | 193.7893 | 193.7893 | 193.7893 | 193.7893 | 193.7893 | 193.7893 | 193.7893 | 193.7893 | 193.7893 | 193.7893 | 193.7893 | 193.7893 | 193.7893 | 193.7893 | 193.7893 | 193.7893 | 193.7893 | 193.7893 | 193.7893 | 193.7893 | 193.7893 | 193.7893 | 193.7893 | 193.7893 | 193.7893 | 193.7893 | 193.7893 | 193.7893 | 193.7893 | 193.7893 | 193.7893 | 193.7893 | 193.7893 | 193.7893 | 193.7893 | 193.7893 | 193.7893 | 193.7893 | 193.7893 | 193.7893 | 193.7893 | 193.7893 | 193.7893 | 193.7893 | 193.7893 | 193.7893 | 193.7893 | 193.7893 | 193.7893 | 193.7893 | 193.7893 | 193.7893 | 193.7893 | 193.7893 | 193.7893 | 193.7893
x |  | Sale at RtB (JV split: 221025 sheet, step share rule)
|  | Share rule inputs (E: low − high share, F: v3 slide width) | % | 10% | 10
|  | Futureal share by rule (E: step, F: v3 slide) | % | 60% | 60%
|  | Share of the distributable amount (E: Futureal, F: PSH) | % | 60% | 40%
RtB waterfall (E: due, F: paid)
|  | Cash available: consideration (E and F) | EUR k | 5670 | 5670
|  | Sale costs | EUR k | 0 | 0
|  | FEP SPV acquisition price / connection rights | EUR k | 549 | 549
|  | DSA loan principal | EUR k | 945 | 945
|  | FEP 12 % return | EUR k | 289.2803 | 289.2803
|  | Guarantee fees paid by FEP | EUR k | 34.7124 | 34.7124
|  | PSH land apport and return (v3 rule) | EUR k | 0 | 0
|  | Distributable | EUR k |  | 3852.0073
|  | Check: paid + distributable − available (E), steps paid above due (F) | EUR k | 0 | 0
|  | FEP receipts at the exit | EUR k |  | 4129.1971
|  | PSH receipts at the exit | EUR k |  | 1540.8029
FEP returns – sale at RtB
|  | FEP outlays – RtB route | EUR k |  |  | -7472.0874 | -2749.3523 | -395.1903 | -684.4627 | -226.9294 | -1835.4129 | -1580.7399 | 0 | 0 | 0 | 0 | 0 | 0 | 0 | 0 | 0 | 0 | 0 | 0 | 0 | 0 | 0 | 0 | 0 | 0 | 0 | 0 | 0 | 0 | 0 | 0 | 0 | 0 | 0 | 0 | 0 | 0 | 0 | 0 | 0 | 0 | 0 | 0 | 0 | 0 | 0 | 0 | 0 | 0 | 0 | 0 | 0 | 0 | 0 | 0 | 0 | 0 | 0 | 0 | 0 | 0 | 0 | 0 | 0 | 0 | 0 | 0 | 0 | 0 | 0 | 0 | 0 | 0 | 0 | 0 | 0 | 0 | 0 | 0 | 0 | 0 | 0 | 0 | 0 | 0 | 0 | 0 | 0 | 0 | 0 | 0 | 0 | 0 | 0 | 0 | 0 | 0 | 0 | 0 | 0 | 0 | 0 | 0 | 0 | 0 | 0 | 0 | 0 | 0 | 0 | 0 | 0 | 0 | 0 | 0 | 0 | 0 | 0 | 0 | 0 | 0 | 0 | 0 | 0 | 0 | 0 | 0 | 0 | 0 | 0 | 0 | 0 | 0 | 0 | 0 | 0 | 0 | 0 | 0 | 0 | 0 | 0 | 0 | 0 | 0 | 0 | 0 | 0 | 0 | 0 | 0 | 0 | 0 | 0 | 0 | 0
|  | FEP receipts – RtB route | EUR k |  |  | 9872.5721 | 0 | 1213.875 | 0 | 0 | 0 | 8658.6971 | 0 | 0 | 0 | 0 | 0 | 0 | 0 | 0 | 0 | 0 | 0 | 0 | 0 | 0 | 0 | 0 | 0 | 0 | 0 | 0 | 0 | 0 | 0 | 0 | 0 | 0 | 0 | 0 | 0 | 0 | 0 | 0 | 0 | 0 | 0 | 0 | 0 | 0 | 0 | 0 | 0 | 0 | 0 | 0 | 0 | 0 | 0 | 0 | 0 | 0 | 0 | 0 | 0 | 0 | 0 | 0 | 0 | 0 | 0 | 0 | 0 | 0 | 0 | 0 | 0 | 0 | 0 | 0 | 0 | 0 | 0 | 0 | 0 | 0 | 0 | 0 | 0 | 0 | 0 | 0 | 0 | 0 | 0 | 0 | 0 | 0 | 0 | 0 | 0 | 0 | 0 | 0 | 0 | 0 | 0 | 0 | 0 | 0 | 0 | 0 | 0 | 0 | 0 | 0 | 0 | 0 | 0 | 0 | 0 | 0 | 0 | 0 | 0 | 0 | 0 | 0 | 0 | 0 | 0 | 0 | 0 | 0 | 0 | 0 | 0 | 0 | 0 | 0 | 0 | 0 | 0 | 0 | 0 | 0 | 0 | 0 | 0 | 0 | 0 | 0 | 0 | 0 | 0 | 0 | 0 | 0 | 0 | 0 | 0
|  | FEP cash flow before tax on the gain | EUR k |  |  | 2400.4847 | -2749.3523 | 818.6847 | -684.4627 | -226.9294 | -1835.4129 | 7077.9572 | 0 | 0 | 0 | 0 | 0 | 0 | 0 | 0 | 0 | 0 | 0 | 0 | 0 | 0 | 0 | 0 | 0 | 0 | 0 | 0 | 0 | 0 | 0 | 0 | 0 | 0 | 0 | 0 | 0 | 0 | 0 | 0 | 0 | 0 | 0 | 0 | 0 | 0 | 0 | 0 | 0 | 0 | 0 | 0 | 0 | 0 | 0 | 0 | 0 | 0 | 0 | 0 | 0 | 0 | 0 | 0 | 0 | 0 | 0 | 0 | 0 | 0 | 0 | 0 | 0 | 0 | 0 | 0 | 0 | 0 | 0 | 0 | 0 | 0 | 0 | 0 | 0 | 0 | 0 | 0 | 0 | 0 | 0 | 0 | 0 | 0 | 0 | 0 | 0 | 0 | 0 | 0 | 0 | 0 | 0 | 0 | 0 | 0 | 0 | 0 | 0 | 0 | 0 | 0 | 0 | 0 | 0 | 0 | 0 | 0 | 0 | 0 | 0 | 0 | 0 | 0 | 0 | 0 | 0 | 0 | 0 | 0 | 0 | 0 | 0 | 0 | 0 | 0 | 0 | 0 | 0 | 0 | 0 | 0 | 0 | 0 | 0 | 0 | 0 | 0 | 0 | 0 | 0 | 0 | 0 | 0 | 0 | 0 | 0
|  | FEP tax: 12 % return as interest, gain if taxed or asset deal (E) | EUR k | -26.0352 |  | -26.0352 | 0 | 0 | 0 | 0 | 0 | -26.0352 | 0 | 0 | 0 | 0 | 0 | 0 | 0 | 0 | 0 | 0 | 0 | 0 | 0 | 0 | 0 | 0 | 0 | 0 | 0 | 0 | 0 | 0 | 0 | 0 | 0 | 0 | 0 | 0 | 0 | 0 | 0 | 0 | 0 | 0 | 0 | 0 | 0 | 0 | 0 | 0 | 0 | 0 | 0 | 0 | 0 | 0 | 0 | 0 | 0 | 0 | 0 | 0 | 0 | 0 | 0 | 0 | 0 | 0 | 0 | 0 | 0 | 0 | 0 | 0 | 0 | 0 | 0 | 0 | 0 | 0 | 0 | 0 | 0 | 0 | 0 | 0 | 0 | 0 | 0 | 0 | 0 | 0 | 0 | 0 | 0 | 0 | 0 | 0 | 0 | 0 | 0 | 0 | 0 | 0 | 0 | 0 | 0 | 0 | 0 | 0 | 0 | 0 | 0 | 0 | 0 | 0 | 0 | 0 | 0 | 0 | 0 | 0 | 0 | 0 | 0 | 0 | 0 | 0 | 0 | 0 | 0 | 0 | 0 | 0 | 0 | 0 | 0 | 0 | 0 | 0 | 0 | 0 | 0 | 0 | 0 | 0 | 0 | 0 | 0 | 0 | 0 | 0 | 0 | 0 | 0 | 0 | 0 | 0 | 0
|  | FEP cash flow – sale at RtB | EUR k |  |  | 2374.4495 | -2749.3523 | 818.6847 | -684.4627 | -226.9294 | -1835.4129 | 7051.922 | 0 | 0 | 0 | 0 | 0 | 0 | 0 | 0 | 0 | 0 | 0 | 0 | 0 | 0 | 0 | 0 | 0 | 0 | 0 | 0 | 0 | 0 | 0 | 0 | 0 | 0 | 0 | 0 | 0 | 0 | 0 | 0 | 0 | 0 | 0 | 0 | 0 | 0 | 0 | 0 | 0 | 0 | 0 | 0 | 0 | 0 | 0 | 0 | 0 | 0 | 0 | 0 | 0 | 0 | 0 | 0 | 0 | 0 | 0 | 0 | 0 | 0 | 0 | 0 | 0 | 0 | 0 | 0 | 0 | 0 | 0 | 0 | 0 | 0 | 0 | 0 | 0 | 0 | 0 | 0 | 0 | 0 | 0 | 0 | 0 | 0 | 0 | 0 | 0 | 0 | 0 | 0 | 0 | 0 | 0 | 0 | 0 | 0 | 0 | 0 | 0 | 0 | 0 | 0 | 0 | 0 | 0 | 0 | 0 | 0 | 0 | 0 | 0 | 0 | 0 | 0 | 0 | 0 | 0 | 0 | 0 | 0 | 0 | 0 | 0 | 0 | 0 | 0 | 0 | 0 | 0 | 0 | 0 | 0 | 0 | 0 | 0 | 0 | 0 | 0 | 0 | 0 | 0 | 0 | 0 | 0 | 0 | 0 | 0
|  | FEP IRR – sale at RtB, after tax | % | 62.58%
|  | FEP IRR – sale at RtB, before tax | % | 63.24%
|  | FEP MOIC – sale at RtB (receipts after tax ÷ outlays) | x | 1.3178
|  | FEP NPV – sale at RtB | EUR k | 1888.2344
|  | PSH cash flow – sale at RtB | EUR k |  |  | 1390.8029 | -150 | 0 | 0 | 0 | 0 | 1540.8029 | 0 | 0 | 0 | 0 | 0 | 0 | 0 | 0 | 0 | 0 | 0 | 0 | 0 | 0 | 0 | 0 | 0 | 0 | 0 | 0 | 0 | 0 | 0 | 0 | 0 | 0 | 0 | 0 | 0 | 0 | 0 | 0 | 0 | 0 | 0 | 0 | 0 | 0 | 0 | 0 | 0 | 0 | 0 | 0 | 0 | 0 | 0 | 0 | 0 | 0 | 0 | 0 | 0 | 0 | 0 | 0 | 0 | 0 | 0 | 0 | 0 | 0 | 0 | 0 | 0 | 0 | 0 | 0 | 0 | 0 | 0 | 0 | 0 | 0 | 0 | 0 | 0 | 0 | 0 | 0 | 0 | 0 | 0 | 0 | 0 | 0 | 0 | 0 | 0 | 0 | 0 | 0 | 0 | 0 | 0 | 0 | 0 | 0 | 0 | 0 | 0 | 0 | 0 | 0 | 0 | 0 | 0 | 0 | 0 | 0 | 0 | 0 | 0 | 0 | 0 | 0 | 0 | 0 | 0 | 0 | 0 | 0 | 0 | 0 | 0 | 0 | 0 | 0 | 0 | 0 | 0 | 0 | 0 | 0 | 0 | 0 | 0 | 0 | 0 | 0 | 0 | 0 | 0 | 0 | 0 | 0 | 0 | 0 | 0
|  | Memo: PSH IRR – sale at RtB (on a 150 k€ in-kind apport) | % | 548%
|  | PSH MOIC – sale at RtB | x | 10.272
x |  | Sale at COD (JV split of the net proceeds)
|  | Share at COD (E: Futureal, F: PSH; basis per In_COD_Share_Basis) | % | 60% | 40%
|  | FEP contributions to COD (equity, levered) | EUR k |  |  | -34185.6618 | -2749.3523 | 818.6847 | -684.4627 | -226.9294 | -1835.4129 | -1580.7399 | -890.0956 | -8562.4445 | -8538.9197 | -9935.9897 | 0 | 0 | 0 | 0 | 0 | 0 | 0 | 0 | 0 | 0 | 0 | 0 | 0 | 0 | 0 | 0 | 0 | 0 | 0 | 0 | 0 | 0 | 0 | 0 | 0 | 0 | 0 | 0 | 0 | 0 | 0 | 0 | 0 | 0 | 0 | 0 | 0 | 0 | 0 | 0 | 0 | 0 | 0 | 0 | 0 | 0 | 0 | 0 | 0 | 0 | 0 | 0 | 0 | 0 | 0 | 0 | 0 | 0 | 0 | 0 | 0 | 0 | 0 | 0 | 0 | 0 | 0 | 0 | 0 | 0 | 0 | 0 | 0 | 0 | 0 | 0 | 0 | 0 | 0 | 0 | 0 | 0 | 0 | 0 | 0 | 0 | 0 | 0 | 0 | 0 | 0 | 0 | 0 | 0 | 0 | 0 | 0 | 0 | 0 | 0 | 0 | 0 | 0 | 0 | 0 | 0 | 0 | 0 | 0 | 0 | 0 | 0 | 0 | 0 | 0 | 0 | 0 | 0 | 0 | 0 | 0 | 0 | 0 | 0 | 0 | 0 | 0 | 0 | 0 | 0 | 0 | 0 | 0 | 0 | 0 | 0 | 0 | 0 | 0 | 0 | 0 | 0 | 0 | 0 | 0
|  | Cash available: debt repaid (E), price − debt + DSRA balance (F) | EUR k | 31802.3952 | 34620.9424
|  | Sale costs | EUR k | 0 | 0
|  | FEP funding returned | EUR k | 34185.6618 | 34185.6618
|  | FEP 12 % return to COD | EUR k | 605.5599 | 435.2806
|  | PSH land apport and return (v3 rule) | EUR k | 0 | 0
|  | Distributable | EUR k |  | 0
|  | Check: paid + distributable − available (E), steps paid above due (F) | EUR k | 0 | 0
|  | FEP proceeds at COD | EUR k |  | 34620.9424
|  | PSH receipts at COD | EUR k |  | 0
|  | FEP cash flow – sale at COD, before FEP tax | EUR k |  |  | 997.7806 | -2749.3523 | 818.6847 | -684.4627 | -226.9294 | -1835.4129 | -1580.7399 | -890.0956 | -8562.4445 | -8538.9197 | 25247.4527 | 0 | 0 | 0 | 0 | 0 | 0 | 0 | 0 | 0 | 0 | 0 | 0 | 0 | 0 | 0 | 0 | 0 | 0 | 0 | 0 | 0 | 0 | 0 | 0 | 0 | 0 | 0 | 0 | 0 | 0 | 0 | 0 | 0 | 0 | 0 | 0 | 0 | 0 | 0 | 0 | 0 | 0 | 0 | 0 | 0 | 0 | 0 | 0 | 0 | 0 | 0 | 0 | 0 | 0 | 0 | 0 | 0 | 0 | 0 | 0 | 0 | 0 | 0 | 0 | 0 | 0 | 0 | 0 | 0 | 0 | 0 | 0 | 0 | 0 | 0 | 0 | 0 | 0 | 0 | 0 | 0 | 0 | 0 | 0 | 0 | 0 | 0 | 0 | 0 | 0 | 0 | 0 | 0 | 0 | 0 | 0 | 0 | 0 | 0 | 0 | 0 | 0 | 0 | 0 | 0 | 0 | 0 | 0 | 0 | 0 | 0 | 0 | 0 | 0 | 0 | 0 | 0 | 0 | 0 | 0 | 0 | 0 | 0 | 0 | 0 | 0 | 0 | 0 | 0 | 0 | 0 | 0 | 0 | 0 | 0 | 0 | 0 | 0 | 0 | 0 | 0 | 0 | 0 | 0 | 0
|  | FEP tax: 12 % return as interest, gain if taxed or asset deal (E) | EUR k | -39.1753 |  | -39.1753 | 0 | 0 | 0 | 0 | 0 | 0 | 0 | 0 | 0 | -39.1753 | 0 | 0 | 0 | 0 | 0 | 0 | 0 | 0 | 0 | 0 | 0 | 0 | 0 | 0 | 0 | 0 | 0 | 0 | 0 | 0 | 0 | 0 | 0 | 0 | 0 | 0 | 0 | 0 | 0 | 0 | 0 | 0 | 0 | 0 | 0 | 0 | 0 | 0 | 0 | 0 | 0 | 0 | 0 | 0 | 0 | 0 | 0 | 0 | 0 | 0 | 0 | 0 | 0 | 0 | 0 | 0 | 0 | 0 | 0 | 0 | 0 | 0 | 0 | 0 | 0 | 0 | 0 | 0 | 0 | 0 | 0 | 0 | 0 | 0 | 0 | 0 | 0 | 0 | 0 | 0 | 0 | 0 | 0 | 0 | 0 | 0 | 0 | 0 | 0 | 0 | 0 | 0 | 0 | 0 | 0 | 0 | 0 | 0 | 0 | 0 | 0 | 0 | 0 | 0 | 0 | 0 | 0 | 0 | 0 | 0 | 0 | 0 | 0 | 0 | 0 | 0 | 0 | 0 | 0 | 0 | 0 | 0 | 0 | 0 | 0 | 0 | 0 | 0 | 0 | 0 | 0 | 0 | 0 | 0 | 0 | 0 | 0 | 0 | 0 | 0 | 0 | 0 | 0 | 0 | 0
|  | FEP cash flow – sale at COD | EUR k |  |  | 958.6053 | -2749.3523 | 818.6847 | -684.4627 | -226.9294 | -1835.4129 | -1580.7399 | -890.0956 | -8562.4445 | -8538.9197 | 25208.2774 | 0 | 0 | 0 | 0 | 0 | 0 | 0 | 0 | 0 | 0 | 0 | 0 | 0 | 0 | 0 | 0 | 0 | 0 | 0 | 0 | 0 | 0 | 0 | 0 | 0 | 0 | 0 | 0 | 0 | 0 | 0 | 0 | 0 | 0 | 0 | 0 | 0 | 0 | 0 | 0 | 0 | 0 | 0 | 0 | 0 | 0 | 0 | 0 | 0 | 0 | 0 | 0 | 0 | 0 | 0 | 0 | 0 | 0 | 0 | 0 | 0 | 0 | 0 | 0 | 0 | 0 | 0 | 0 | 0 | 0 | 0 | 0 | 0 | 0 | 0 | 0 | 0 | 0 | 0 | 0 | 0 | 0 | 0 | 0 | 0 | 0 | 0 | 0 | 0 | 0 | 0 | 0 | 0 | 0 | 0 | 0 | 0 | 0 | 0 | 0 | 0 | 0 | 0 | 0 | 0 | 0 | 0 | 0 | 0 | 0 | 0 | 0 | 0 | 0 | 0 | 0 | 0 | 0 | 0 | 0 | 0 | 0 | 0 | 0 | 0 | 0 | 0 | 0 | 0 | 0 | 0 | 0 | 0 | 0 | 0 | 0 | 0 | 0 | 0 | 0 | 0 | 0 | 0 | 0 | 0
|  | FEP MOIC – sale at COD | x | 1.0382
|  | FEP IRR – sale at COD, levered, after tax (n/a below −99 %) | % | 5.584%
|  | FEP IRR – sale at COD, before tax (n/a below −99 %) | % | 5.811%
|  | FEP NPV – sale at COD | EUR k | -352.1678
|  | JV (100 %) cash flow to the COD sale, unlevered, after tax | EUR k |  |  | 2100.0965 | -2749.3523 | 818.6847 | -684.4627 | -226.9294 | -1835.4129 | -1580.7399 | -732.3036 | -18862.3657 | -18862.3657 | 46815.344 | 0 | 0 | 0 | 0 | 0 | 0 | 0 | 0 | 0 | 0 | 0 | 0 | 0 | 0 | 0 | 0 | 0 | 0 | 0 | 0 | 0 | 0 | 0 | 0 | 0 | 0 | 0 | 0 | 0 | 0 | 0 | 0 | 0 | 0 | 0 | 0 | 0 | 0 | 0 | 0 | 0 | 0 | 0 | 0 | 0 | 0 | 0 | 0 | 0 | 0 | 0 | 0 | 0 | 0 | 0 | 0 | 0 | 0 | 0 | 0 | 0 | 0 | 0 | 0 | 0 | 0 | 0 | 0 | 0 | 0 | 0 | 0 | 0 | 0 | 0 | 0 | 0 | 0 | 0 | 0 | 0 | 0 | 0 | 0 | 0 | 0 | 0 | 0 | 0 | 0 | 0 | 0 | 0 | 0 | 0 | 0 | 0 | 0 | 0 | 0 | 0 | 0 | 0 | 0 | 0 | 0 | 0 | 0 | 0 | 0 | 0 | 0 | 0 | 0 | 0 | 0 | 0 | 0 | 0 | 0 | 0 | 0 | 0 | 0 | 0 | 0 | 0 | 0 | 0 | 0 | 0 | 0 | 0 | 0 | 0 | 0 | 0 | 0 | 0 | 0 | 0 | 0 | 0 | 0 | 0
|  | JV IRR – sale at COD, unlevered, after tax | % | 8.515%
|  | JV (100 %) cash flow to the COD sale, unlevered, before tax | EUR k |  |  | 2100.0965 | -2749.3523 | 818.6847 | -684.4627 | -226.9294 | -1835.4129 | -1580.7399 | -732.3036 | -18862.3657 | -18862.3657 | 46815.344 | 0 | 0 | 0 | 0 | 0 | 0 | 0 | 0 | 0 | 0 | 0 | 0 | 0 | 0 | 0 | 0 | 0 | 0 | 0 | 0 | 0 | 0 | 0 | 0 | 0 | 0 | 0 | 0 | 0 | 0 | 0 | 0 | 0 | 0 | 0 | 0 | 0 | 0 | 0 | 0 | 0 | 0 | 0 | 0 | 0 | 0 | 0 | 0 | 0 | 0 | 0 | 0 | 0 | 0 | 0 | 0 | 0 | 0 | 0 | 0 | 0 | 0 | 0 | 0 | 0 | 0 | 0 | 0 | 0 | 0 | 0 | 0 | 0 | 0 | 0 | 0 | 0 | 0 | 0 | 0 | 0 | 0 | 0 | 0 | 0 | 0 | 0 | 0 | 0 | 0 | 0 | 0 | 0 | 0 | 0 | 0 | 0 | 0 | 0 | 0 | 0 | 0 | 0 | 0 | 0 | 0 | 0 | 0 | 0 | 0 | 0 | 0 | 0 | 0 | 0 | 0 | 0 | 0 | 0 | 0 | 0 | 0 | 0 | 0 | 0 | 0 | 0 | 0 | 0 | 0 | 0 | 0 | 0 | 0 | 0 | 0 | 0 | 0 | 0 | 0 | 0 | 0 | 0 | 0 | 0
|  | JV IRR – sale at COD, unlevered, before tax | % | 8.515%
|  | PSH cash flow – sale at COD | EUR k |  |  | -150 | -150 | 0 | 0 | 0 | 0 | 0 | 0 | 0 | 0 | 0 | 0 | 0 | 0 | 0 | 0 | 0 | 0 | 0 | 0 | 0 | 0 | 0 | 0 | 0 | 0 | 0 | 0 | 0 | 0 | 0 | 0 | 0 | 0 | 0 | 0 | 0 | 0 | 0 | 0 | 0 | 0 | 0 | 0 | 0 | 0 | 0 | 0 | 0 | 0 | 0 | 0 | 0 | 0 | 0 | 0 | 0 | 0 | 0 | 0 | 0 | 0 | 0 | 0 | 0 | 0 | 0 | 0 | 0 | 0 | 0 | 0 | 0 | 0 | 0 | 0 | 0 | 0 | 0 | 0 | 0 | 0 | 0 | 0 | 0 | 0 | 0 | 0 | 0 | 0 | 0 | 0 | 0 | 0 | 0 | 0 | 0 | 0 | 0 | 0 | 0 | 0 | 0 | 0 | 0 | 0 | 0 | 0 | 0 | 0 | 0 | 0 | 0 | 0 | 0 | 0 | 0 | 0 | 0 | 0 | 0 | 0 | 0 | 0 | 0 | 0 | 0 | 0 | 0 | 0 | 0 | 0 | 0 | 0 | 0 | 0 | 0 | 0 | 0 | 0 | 0 | 0 | 0 | 0 | 0 | 0 | 0 | 0 | 0 | 0 | 0 | 0 | 0 | 0 | 0 | 0
|  | Memo: PSH IRR – sale at COD (on a 150 k€ in-kind apport) | % | n/a
x |  | Hold to maturity (FEP buys PSH out at the exit at PSH's RtB entitlement)
|  | FEP share of equity flows after the exit (E), buy-out: PSH RtB entitlement at px_rtb (F) | % | 100% | 1540.8029
|  | FEP share of the equity flows | % |  |  |  | 100% | 100% | 100% | 100% | 100% | 100% | 100% | 100% | 100% | 100% | 100% | 100% | 100% | 100% | 100% | 100% | 100% | 100% | 100% | 100% | 100% | 100% | 100% | 100% | 100% | 100% | 100% | 100% | 100% | 100% | 100% | 100% | 100% | 100% | 100% | 100% | 100% | 100% | 100% | 100% | 100% | 100% | 100% | 100% | 100% | 100% | 100% | 100% | 100% | 100% | 100% | 100% | 100% | 100% | 100% | 100% | 100% | 100% | 100% | 100% | 100% | 100% | 100% | 100% | 100% | 100% | 100% | 100% | 100% | 100% | 100% | 100% | 100% | 100% | 100% | 100% | 100% | 100% | 100% | 100% | 100% | 100% | 100% | 100% | 100% | 100% | 100% | 100% | 100% | 100% | 100% | 100% | 100% | 100% | 100% | 100% | 100% | 100% | 100% | 100% | 100% | 100% | 100% | 100% | 100% | 100% | 100% | 100% | 100% | 100% | 100% | 100% | 100% | 100% | 100% | 100% | 100% | 100% | 100% | 100% | 100% | 100% | 100% | 100% | 100% | 100% | 100% | 100% | 100% | 100% | 100% | 100% | 100% | 100% | 100% | 100% | 100% | 100% | 100% | 100% | 100% | 100% | 100% | 100% | 100% | 100% | 100% | 100% | 100% | 100% | 100% | 100% | 100% | 100% | 100%
|  | FEP cash flow – hold to maturity | EUR k |  |  | 97599.4561 | -2749.3523 | 818.6847 | -684.4627 | -226.9294 | -1835.4129 | -3121.5428 | -890.0956 | -8562.4445 | -8538.9197 | -9373.4897 | 1315.0618 | 1328.045 | 1295.6811 | 952.016 | 968.9705 | 985.8801 | 984.1845 | 759.0041 | 773.9057 | 788.765 | 787.1445 | 807.3384 | 822.7509 | 838.1202 | 836.4523 | 819.3039 | 817.7141 | 833.0917 | 831.467 | 770.3796 | 785.4387 | 800.4558 | 798.8028 | 680.7417 | 694.8589 | 708.9357 | 707.3149 | 676.1143 | 690.1854 | 704.2162 | 702.576 | 649.6937 | 648.0622 | 661.6284 | 659.9606 | 679.1871 | 693.2354 | 707.2409 | 705.4882 | 665.9206 | 630.4722 | 643.7755 | 641.9815 | 611.8519 | 625.146 | 638.3965 | 636.5781 | 605.9563 | 604.1729 | 617.2193 | 615.3959 | 539.0638 | 551.6004 | 564.0945 | 562.2634 | 570.0841 | 582.9414 | 595.7551 | 593.864 | 2059.834 | 1315.8394 | 1329.2282 | 1328.1463 | 1280.6899 | 1279.6348 | 1292.6309 | 1291.5541 | 1320.556 | 1334.1388 | 1347.6863 | 1346.5615 | 1339.7271 | 1353.5081 | 1367.2533 | 1366.1133 | 1337.4599 | 1351.2039 | 1364.9116 | 1363.7593 | -33458.3416 | 1344.5395 | 1358.2096 | 1357.0933 | 1694.1423 | 1711.6378 | 1729.0903 | 1727.7197 | 1631.5919 | 1648.4248 | 1665.2156 | 1663.8783 | 1599.7596 | 1616.2476 | 1632.6939 | 1631.3657 | 1553.9807 | 1552.6993 | 1568.4674 | 1567.1597 | 1569.9656 | 1586.1429 | 1602.2791 | 1600.9719 | 1566.6206 | 1582.7676 | 1598.8736 | 1597.5735 | 1545.3574 | 1561.2698 | 1577.1414 | 1575.843 | 1543.4913 | 1542.2446 | 1557.9329 | 1556.6607 | 1564.2313 | 1580.3616 | 1596.4512 | 1595.1612 | 1637.568 | 1547.6071 | 1563.3377 | 1562.0486 | 1575.5683 | 1591.8062 | 1608.003 | 1606.6941 | 1555.2597 | 1553.9852 | 1569.7744 | 1568.4737 | 1563.7672 | 1579.8605 | 1595.9123 | 1594.5896 | 1589.8043 | 1606.1652 | 1622.4839 | 1621.1388 | 1616.2734 | -2.7285e-13 | -2.7285e-13 | -2.7285e-13 | -2.7285e-13 | -2.7285e-13
|  | FEP IRR – hold to maturity, levered, after tax | % | 8.743%
|  | FEP cash flow – hold to maturity, before tax | EUR k |  |  | 107633.3939 | -2749.3523 | 818.6847 | -684.4627 | -226.9294 | -1835.4129 | -3121.5428 | -890.0956 | -8562.4445 | -8538.9197 | -9373.4897 | 1352.9165 | 1374.6387 | 1373.1647 | 997.8584 | 1016.0042 | 1034.1062 | 1032.7152 | 787.6352 | 803.5484 | 819.4213 | 818.1369 | 842.7232 | 859.2226 | 875.6808 | 874.3696 | 856.9997 | 855.7875 | 872.2811 | 871.044 | 806.3628 | 822.5269 | 838.652 | 837.4117 | 710.1502 | 725.3079 | 740.4287 | 739.2531 | 707.4725 | 722.6098 | 737.7104 | 736.5443 | 680.0226 | 678.8822 | 693.5043 | 692.3403 | 716.0381 | 731.2151 | 746.3537 | 745.1305 | 704.2539 | 719.2907 | 734.2888 | 733.056 | 701.3956 | 716.4112 | 731.3884 | 730.1665 | 697.6527 | 696.4888 | 711.2807 | 710.0928 | 627.7386 | 642.0009 | 656.2269 | 655.0723 | 665.2357 | 679.893 | 694.5134 | 693.3365 | 2156.2534 | 1414.0764 | 1428.4388 | 1427.2499 | 1375.4506 | 1374.2912 | 1388.222 | 1387.0387 | 1419.6101 | 1434.1857 | 1448.7224 | 1447.4864 | 1440.6771 | 1455.4706 | 1470.2246 | 1468.9718 | 1438.1858 | 1452.9385 | 1467.6513 | 1466.385 | -33364.8601 | 1360.0359 | 1373.767 | 1372.5403 | 1745.5057 | 1763.4406 | 1781.3282 | 1779.822 | 1676.7691 | 1693.9757 | 1711.1362 | 1709.6667 | 1641.7885 | 1658.6162 | 1675.398 | 1673.9385 | 1590.191 | 1588.7829 | 1604.8195 | 1603.3825 | 1609.0479 | 1625.5341 | 1641.9752 | 1640.5387 | 1605.372 | 1621.825 | 1638.233 | 1636.8042 | 1582.0059 | 1598.201 | 1614.3513 | 1612.9246 | 1578.6642 | 1577.2942 | 1593.2432 | 1591.8451 | 1602.7465 | 1619.181 | 1635.5709 | 1634.1533 | 1683.3363 | 1700.6672 | 1717.9535 | 1716.5369 | 1731.3938 | 1749.2376 | 1767.0363 | 1765.5979 | 1709.0765 | 1707.676 | 1725.0268 | 1723.5975 | 1718.4254 | 1736.1105 | 1753.7498 | 1752.2963 | 1747.0377 | 1765.0167 | 1782.9493 | 1781.4712 | 1776.1246 | -2.7285e-13 | -2.7285e-13 | -2.7285e-13 | -2.7285e-13 | -2.7285e-13
|  | FEP IRR – hold to maturity, levered, before tax | % | 9.409%
|  | FEP MOIC – hold to maturity | x | 2.4055
|  | FEP NPV – hold to maturity | EUR k | 2498.5444
|  | FEP capital invested – hold to maturity (outflows) | EUR k | 69440.9911
|  | PSH cash flow – hold to maturity | EUR k |  |  | 1390.8029 | -150 | 0 | 0 | 0 | 0 | 1540.8029 | 0 | 0 | 0 | 0 | 0 | 0 | 0 | 0 | 0 | 0 | 0 | 0 | 0 | 0 | 0 | 0 | 0 | 0 | 0 | 0 | 0 | 0 | 0 | 0 | 0 | 0 | 0 | 0 | 0 | 0 | 0 | 0 | 0 | 0 | 0 | 0 | 0 | 0 | 0 | 0 | 0 | 0 | 0 | 0 | 0 | 0 | 0 | 0 | 0 | 0 | 0 | 0 | 0 | 0 | 0 | 0 | 0 | 0 | 0 | 0 | 0 | 0 | 0 | 0 | 0 | 0 | 0 | 0 | 0 | 0 | 0 | 0 | 0 | 0 | 0 | 0 | 0 | 0 | 0 | 0 | 0 | 0 | 0 | 0 | 0 | 0 | 0 | 0 | 0 | 0 | 0 | 0 | 0 | 0 | 0 | 0 | 0 | 0 | 0 | 0 | 0 | 0 | 0 | 0 | 0 | 0 | 0 | 0 | 0 | 0 | 0 | 0 | 0 | 0 | 0 | 0 | 0 | 0 | 0 | 0 | 0 | 0 | 0 | 0 | 0 | 0 | 0 | 0 | 0 | 0 | 0 | 0 | 0 | 0 | 0 | 0 | 0 | 0 | 0 | 0 | 0 | 0 | 0 | 0 | 0 | 0 | 0 | 0 | 0
|  | Memo: PSH IRR – hold to maturity (on a 150 k€ in-kind apport) | % | 548%
***END***

## Calc_3
3 |  | Bid number
Project Zalahaláp – Calculations – C Offer
|  | Period start | date | time axis 2025-10-01 to 2064-04-01
|  | Period end | date | time axis 2025-09-30 to 2064-06-30
|  | Days in period | days |  |  |  | 92 | 90 | 91 | 92 | 92 | 90 | 91 | 92 | 92 | 91 | 91 | 92 | 92 | 90 | 91 | 92 | 92 | 90 | 91 | 92 | 92 | 90 | 91 | 92 | 92 | 91 | 91 | 92 | 92 | 90 | 91 | 92 | 92 | 90 | 91 | 92 | 92 | 90 | 91 | 92 | 92 | 91 | 91 | 92 | 92 | 90 | 91 | 92 | 92 | 90 | 91 | 92 | 92 | 90 | 91 | 92 | 92 | 91 | 91 | 92 | 92 | 90 | 91 | 92 | 92 | 90 | 91 | 92 | 92 | 90 | 91 | 92 | 92 | 91 | 91 | 92 | 92 | 90 | 91 | 92 | 92 | 90 | 91 | 92 | 92 | 90 | 91 | 92 | 92 | 91 | 91 | 92 | 92 | 90 | 91 | 92 | 92 | 90 | 91 | 92 | 92 | 90 | 91 | 92 | 92 | 91 | 91 | 92 | 92 | 90 | 91 | 92 | 92 | 90 | 91 | 92 | 92 | 90 | 91 | 92 | 92 | 91 | 91 | 92 | 92 | 90 | 91 | 92 | 92 | 90 | 91 | 92 | 92 | 90 | 91 | 92 | 92 | 91 | 91 | 92 | 92 | 90 | 91 | 92 | 92 | 90 | 91 | 92 | 92 | 90 | 91 | 92 | 92 | 91 | 91
|  | Year fraction | factor |  |  |  | 0.25205 | 0.24658 | 0.24932 | 0.25205 | 0.25205 | 0.24658 | 0.24932 | 0.25205 | 0.25205 | 0.24932 | 0.24932 | 0.25205 | 0.25205 | 0.24658 | 0.24932 | 0.25205 | 0.25205 | 0.24658 | 0.24932 | 0.25205 | 0.25205 | 0.24658 | 0.24932 | 0.25205 | 0.25205 | 0.24932 | 0.24932 | 0.25205 | 0.25205 | 0.24658 | 0.24932 | 0.25205 | 0.25205 | 0.24658 | 0.24932 | 0.25205 | 0.25205 | 0.24658 | 0.24932 | 0.25205 | 0.25205 | 0.24932 | 0.24932 | 0.25205 | 0.25205 | 0.24658 | 0.24932 | 0.25205 | 0.25205 | 0.24658 | 0.24932 | 0.25205 | 0.25205 | 0.24658 | 0.24932 | 0.25205 | 0.25205 | 0.24932 | 0.24932 | 0.25205 | 0.25205 | 0.24658 | 0.24932 | 0.25205 | 0.25205 | 0.24658 | 0.24932 | 0.25205 | 0.25205 | 0.24658 | 0.24932 | 0.25205 | 0.25205 | 0.24932 | 0.24932 | 0.25205 | 0.25205 | 0.24658 | 0.24932 | 0.25205 | 0.25205 | 0.24658 | 0.24932 | 0.25205 | 0.25205 | 0.24658 | 0.24932 | 0.25205 | 0.25205 | 0.24932 | 0.24932 | 0.25205 | 0.25205 | 0.24658 | 0.24932 | 0.25205 | 0.25205 | 0.24658 | 0.24932 | 0.25205 | 0.25205 | 0.24658 | 0.24932 | 0.25205 | 0.25205 | 0.24932 | 0.24932 | 0.25205 | 0.25205 | 0.24658 | 0.24932 | 0.25205 | 0.25205 | 0.24658 | 0.24932 | 0.25205 | 0.25205 | 0.24658 | 0.24932 | 0.25205 | 0.25205 | 0.24932 | 0.24932 | 0.25205 | 0.25205 | 0.24658 | 0.24932 | 0.25205 | 0.25205 | 0.24658 | 0.24932 | 0.25205 | 0.25205 | 0.24658 | 0.24932 | 0.25205 | 0.25205 | 0.24932 | 0.24932 | 0.25205 | 0.25205 | 0.24658 | 0.24932 | 0.25205 | 0.25205 | 0.24658 | 0.24932 | 0.25205 | 0.25205 | 0.24658 | 0.24932 | 0.25205 | 0.25205 | 0.24932 | 0.24932
|  | Year | year |  |  |  | 2025 | 2026 | 2026 | 2026 | 2026 | 2027 | 2027 | 2027 | 2027 | 2028 | 2028 | 2028 | 2028 | 2029 | 2029 | 2029 | 2029 | 2030 | 2030 | 2030 | 2030 | 2031 | 2031 | 2031 | 2031 | 2032 | 2032 | 2032 | 2032 | 2033 | 2033 | 2033 | 2033 | 2034 | 2034 | 2034 | 2034 | 2035 | 2035 | 2035 | 2035 | 2036 | 2036 | 2036 | 2036 | 2037 | 2037 | 2037 | 2037 | 2038 | 2038 | 2038 | 2038 | 2039 | 2039 | 2039 | 2039 | 2040 | 2040 | 2040 | 2040 | 2041 | 2041 | 2041 | 2041 | 2042 | 2042 | 2042 | 2042 | 2043 | 2043 | 2043 | 2043 | 2044 | 2044 | 2044 | 2044 | 2045 | 2045 | 2045 | 2045 | 2046 | 2046 | 2046 | 2046 | 2047 | 2047 | 2047 | 2047 | 2048 | 2048 | 2048 | 2048 | 2049 | 2049 | 2049 | 2049 | 2050 | 2050 | 2050 | 2050 | 2051 | 2051 | 2051 | 2051 | 2052 | 2052 | 2052 | 2052 | 2053 | 2053 | 2053 | 2053 | 2054 | 2054 | 2054 | 2054 | 2055 | 2055 | 2055 | 2055 | 2056 | 2056 | 2056 | 2056 | 2057 | 2057 | 2057 | 2057 | 2058 | 2058 | 2058 | 2058 | 2059 | 2059 | 2059 | 2059 | 2060 | 2060 | 2060 | 2060 | 2061 | 2061 | 2061 | 2061 | 2062 | 2062 | 2062 | 2062 | 2063 | 2063 | 2063 | 2063 | 2064 | 2064
|  | Period counter | # |  |  |  | 1 | 2 | 3 | 4 | 5 | 6 | 7 | 8 | 9 | 10 | 11 | 12 | 13 | 14 | 15 | 16 | 17 | 18 | 19 | 20 | 21 | 22 | 23 | 24 | 25 | 26 | 27 | 28 | 29 | 30 | 31 | 32 | 33 | 34 | 35 | 36 | 37 | 38 | 39 | 40 | 41 | 42 | 43 | 44 | 45 | 46 | 47 | 48 | 49 | 50 | 51 | 52 | 53 | 54 | 55 | 56 | 57 | 58 | 59 | 60 | 61 | 62 | 63 | 64 | 65 | 66 | 67 | 68 | 69 | 70 | 71 | 72 | 73 | 74 | 75 | 76 | 77 | 78 | 79 | 80 | 81 | 82 | 83 | 84 | 85 | 86 | 87 | 88 | 89 | 90 | 91 | 92 | 93 | 94 | 95 | 96 | 97 | 98 | 99 | 100 | 101 | 102 | 103 | 104 | 105 | 106 | 107 | 108 | 109 | 110 | 111 | 112 | 113 | 114 | 115 | 116 | 117 | 118 | 119 | 120 | 121 | 122 | 123 | 124 | 125 | 126 | 127 | 128 | 129 | 130 | 131 | 132 | 133 | 134 | 135 | 136 | 137 | 138 | 139 | 140 | 141 | 142 | 143 | 144 | 145 | 146 | 147 | 148 | 149 | 150 | 151 | 152 | 153 | 154 | 155
x |  | Case and timing
|  | Revenue case (E: lever, F: column of the case table) | text | C | 3
|  | PV capacity (E: MWp) and grid export (F: MVA) | MW | 63 | 49.9
|  | Specific yield (E: case, F: after the yield set) | MWh/MWp | 1265 | 1265
|  | RtB (E) and RtB exit (F) | date | 2026-12-31 | 2027-03-31
|  | NTP (E) and COD (F) | date | 2027-06-30 | 2028-03-31
|  | Clipping, share of DC energy (case table) | % | 0%
|  | BESS built (E: MW, F: MWh) | MW | 50 | 200
|  | Acquisition and JV start | flag | 2025-11-30 |  | 1 | 1 | 0 | 0 | 0 | 0 | 0 | 0 | 0 | 0 | 0 | 0 | 0 | 0 | 0 | 0 | 0 | 0 | 0 | 0 | 0 | 0 | 0 | 0 | 0 | 0 | 0 | 0 | 0 | 0 | 0 | 0 | 0 | 0 | 0 | 0 | 0 | 0 | 0 | 0 | 0 | 0 | 0 | 0 | 0 | 0 | 0 | 0 | 0 | 0 | 0 | 0 | 0 | 0 | 0 | 0 | 0 | 0 | 0 | 0 | 0 | 0 | 0 | 0 | 0 | 0 | 0 | 0 | 0 | 0 | 0 | 0 | 0 | 0 | 0 | 0 | 0 | 0 | 0 | 0 | 0 | 0 | 0 | 0 | 0 | 0 | 0 | 0 | 0 | 0 | 0 | 0 | 0 | 0 | 0 | 0 | 0 | 0 | 0 | 0 | 0 | 0 | 0 | 0 | 0 | 0 | 0 | 0 | 0 | 0 | 0 | 0 | 0 | 0 | 0 | 0 | 0 | 0 | 0 | 0 | 0 | 0 | 0 | 0 | 0 | 0 | 0 | 0 | 0 | 0 | 0 | 0 | 0 | 0 | 0 | 0 | 0 | 0 | 0 | 0 | 0 | 0 | 0 | 0 | 0 | 0 | 0 | 0 | 0 | 0 | 0 | 0 | 0 | 0 | 0 | 0
|  | RtB exit (sale closing) | flag | 2027-03-31 |  | 1 | 0 | 0 | 0 | 0 | 0 | 1 | 0 | 0 | 0 | 0 | 0 | 0 | 0 | 0 | 0 | 0 | 0 | 0 | 0 | 0 | 0 | 0 | 0 | 0 | 0 | 0 | 0 | 0 | 0 | 0 | 0 | 0 | 0 | 0 | 0 | 0 | 0 | 0 | 0 | 0 | 0 | 0 | 0 | 0 | 0 | 0 | 0 | 0 | 0 | 0 | 0 | 0 | 0 | 0 | 0 | 0 | 0 | 0 | 0 | 0 | 0 | 0 | 0 | 0 | 0 | 0 | 0 | 0 | 0 | 0 | 0 | 0 | 0 | 0 | 0 | 0 | 0 | 0 | 0 | 0 | 0 | 0 | 0 | 0 | 0 | 0 | 0 | 0 | 0 | 0 | 0 | 0 | 0 | 0 | 0 | 0 | 0 | 0 | 0 | 0 | 0 | 0 | 0 | 0 | 0 | 0 | 0 | 0 | 0 | 0 | 0 | 0 | 0 | 0 | 0 | 0 | 0 | 0 | 0 | 0 | 0 | 0 | 0 | 0 | 0 | 0 | 0 | 0 | 0 | 0 | 0 | 0 | 0 | 0 | 0 | 0 | 0 | 0 | 0 | 0 | 0 | 0 | 0 | 0 | 0 | 0 | 0 | 0 | 0 | 0 | 0 | 0 | 0 | 0 | 0
|  | NTP | flag | 2027-06-30 |  | 1 | 0 | 0 | 0 | 0 | 0 | 0 | 1 | 0 | 0 | 0 | 0 | 0 | 0 | 0 | 0 | 0 | 0 | 0 | 0 | 0 | 0 | 0 | 0 | 0 | 0 | 0 | 0 | 0 | 0 | 0 | 0 | 0 | 0 | 0 | 0 | 0 | 0 | 0 | 0 | 0 | 0 | 0 | 0 | 0 | 0 | 0 | 0 | 0 | 0 | 0 | 0 | 0 | 0 | 0 | 0 | 0 | 0 | 0 | 0 | 0 | 0 | 0 | 0 | 0 | 0 | 0 | 0 | 0 | 0 | 0 | 0 | 0 | 0 | 0 | 0 | 0 | 0 | 0 | 0 | 0 | 0 | 0 | 0 | 0 | 0 | 0 | 0 | 0 | 0 | 0 | 0 | 0 | 0 | 0 | 0 | 0 | 0 | 0 | 0 | 0 | 0 | 0 | 0 | 0 | 0 | 0 | 0 | 0 | 0 | 0 | 0 | 0 | 0 | 0 | 0 | 0 | 0 | 0 | 0 | 0 | 0 | 0 | 0 | 0 | 0 | 0 | 0 | 0 | 0 | 0 | 0 | 0 | 0 | 0 | 0 | 0 | 0 | 0 | 0 | 0 | 0 | 0 | 0 | 0 | 0 | 0 | 0 | 0 | 0 | 0 | 0 | 0 | 0 | 0 | 0
|  | COD | flag | 2028-03-31 |  | 1 | 0 | 0 | 0 | 0 | 0 | 0 | 0 | 0 | 0 | 1 | 0 | 0 | 0 | 0 | 0 | 0 | 0 | 0 | 0 | 0 | 0 | 0 | 0 | 0 | 0 | 0 | 0 | 0 | 0 | 0 | 0 | 0 | 0 | 0 | 0 | 0 | 0 | 0 | 0 | 0 | 0 | 0 | 0 | 0 | 0 | 0 | 0 | 0 | 0 | 0 | 0 | 0 | 0 | 0 | 0 | 0 | 0 | 0 | 0 | 0 | 0 | 0 | 0 | 0 | 0 | 0 | 0 | 0 | 0 | 0 | 0 | 0 | 0 | 0 | 0 | 0 | 0 | 0 | 0 | 0 | 0 | 0 | 0 | 0 | 0 | 0 | 0 | 0 | 0 | 0 | 0 | 0 | 0 | 0 | 0 | 0 | 0 | 0 | 0 | 0 | 0 | 0 | 0 | 0 | 0 | 0 | 0 | 0 | 0 | 0 | 0 | 0 | 0 | 0 | 0 | 0 | 0 | 0 | 0 | 0 | 0 | 0 | 0 | 0 | 0 | 0 | 0 | 0 | 0 | 0 | 0 | 0 | 0 | 0 | 0 | 0 | 0 | 0 | 0 | 0 | 0 | 0 | 0 | 0 | 0 | 0 | 0 | 0 | 0 | 0 | 0 | 0 | 0 | 0 | 0
|  | Exit column on the timeline (buyer view at RtB) | # | 6
|  | COD column on the timeline (buyer view at COD) | # | 10
|  | After the exit period | flag |  |  |  | 0 | 0 | 0 | 0 | 0 | 0 | 1 | 1 | 1 | 1 | 1 | 1 | 1 | 1 | 1 | 1 | 1 | 1 | 1 | 1 | 1 | 1 | 1 | 1 | 1 | 1 | 1 | 1 | 1 | 1 | 1 | 1 | 1 | 1 | 1 | 1 | 1 | 1 | 1 | 1 | 1 | 1 | 1 | 1 | 1 | 1 | 1 | 1 | 1 | 1 | 1 | 1 | 1 | 1 | 1 | 1 | 1 | 1 | 1 | 1 | 1 | 1 | 1 | 1 | 1 | 1 | 1 | 1 | 1 | 1 | 1 | 1 | 1 | 1 | 1 | 1 | 1 | 1 | 1 | 1 | 1 | 1 | 1 | 1 | 1 | 1 | 1 | 1 | 1 | 1 | 1 | 1 | 1 | 1 | 1 | 1 | 1 | 1 | 1 | 1 | 1 | 1 | 1 | 1 | 1 | 1 | 1 | 1 | 1 | 1 | 1 | 1 | 1 | 1 | 1 | 1 | 1 | 1 | 1 | 1 | 1 | 1 | 1 | 1 | 1 | 1 | 1 | 1 | 1 | 1 | 1 | 1 | 1 | 1 | 1 | 1 | 1 | 1 | 1 | 1 | 1 | 1 | 1 | 1 | 1 | 1 | 1 | 1 | 1 | 1 | 1 | 1 | 1 | 1 | 1
|  | After COD | flag |  |  |  | 0 | 0 | 0 | 0 | 0 | 0 | 0 | 0 | 0 | 0 | 1 | 1 | 1 | 1 | 1 | 1 | 1 | 1 | 1 | 1 | 1 | 1 | 1 | 1 | 1 | 1 | 1 | 1 | 1 | 1 | 1 | 1 | 1 | 1 | 1 | 1 | 1 | 1 | 1 | 1 | 1 | 1 | 1 | 1 | 1 | 1 | 1 | 1 | 1 | 1 | 1 | 1 | 1 | 1 | 1 | 1 | 1 | 1 | 1 | 1 | 1 | 1 | 1 | 1 | 1 | 1 | 1 | 1 | 1 | 1 | 1 | 1 | 1 | 1 | 1 | 1 | 1 | 1 | 1 | 1 | 1 | 1 | 1 | 1 | 1 | 1 | 1 | 1 | 1 | 1 | 1 | 1 | 1 | 1 | 1 | 1 | 1 | 1 | 1 | 1 | 1 | 1 | 1 | 1 | 1 | 1 | 1 | 1 | 1 | 1 | 1 | 1 | 1 | 1 | 1 | 1 | 1 | 1 | 1 | 1 | 1 | 1 | 1 | 1 | 1 | 1 | 1 | 1 | 1 | 1 | 1 | 1 | 1 | 1 | 1 | 1 | 1 | 1 | 1 | 1 | 1 | 1 | 1 | 1 | 1 | 1 | 1 | 1 | 1 | 1 | 1 | 1 | 1 | 1 | 1
|  | Construction spread (NTP → COD) | factor | 2027-07-01 | 2028-03-31 | 1 | 0 | 0 | 0 | 0 | 0 | 0 | 0 | 0.33455 | 0.33455 | 0.33091 | 0 | 0 | 0 | 0 | 0 | 0 | 0 | 0 | 0 | 0 | 0 | 0 | 0 | 0 | 0 | 0 | 0 | 0 | 0 | 0 | 0 | 0 | 0 | 0 | 0 | 0 | 0 | 0 | 0 | 0 | 0 | 0 | 0 | 0 | 0 | 0 | 0 | 0 | 0 | 0 | 0 | 0 | 0 | 0 | 0 | 0 | 0 | 0 | 0 | 0 | 0 | 0 | 0 | 0 | 0 | 0 | 0 | 0 | 0 | 0 | 0 | 0 | 0 | 0 | 0 | 0 | 0 | 0 | 0 | 0 | 0 | 0 | 0 | 0 | 0 | 0 | 0 | 0 | 0 | 0 | 0 | 0 | 0 | 0 | 0 | 0 | 0 | 0 | 0 | 0 | 0 | 0 | 0 | 0 | 0 | 0 | 0 | 0 | 0 | 0 | 0 | 0 | 0 | 0 | 0 | 0 | 0 | 0 | 0 | 0 | 0 | 0 | 0 | 0 | 0 | 0 | 0 | 0 | 0 | 0 | 0 | 0 | 0 | 0 | 0 | 0 | 0 | 0 | 0 | 0 | 0 | 0 | 0 | 0 | 0 | 0 | 0 | 0 | 0 | 0 | 0 | 0 | 0 | 0 | 0
|  | Operations (COD → end of life) | flag | 2028-04-01 | 2063-03-31 |  | 0 | 0 | 0 | 0 | 0 | 0 | 0 | 0 | 0 | 0 | 1 | 1 | 1 | 1 | 1 | 1 | 1 | 1 | 1 | 1 | 1 | 1 | 1 | 1 | 1 | 1 | 1 | 1 | 1 | 1 | 1 | 1 | 1 | 1 | 1 | 1 | 1 | 1 | 1 | 1 | 1 | 1 | 1 | 1 | 1 | 1 | 1 | 1 | 1 | 1 | 1 | 1 | 1 | 1 | 1 | 1 | 1 | 1 | 1 | 1 | 1 | 1 | 1 | 1 | 1 | 1 | 1 | 1 | 1 | 1 | 1 | 1 | 1 | 1 | 1 | 1 | 1 | 1 | 1 | 1 | 1 | 1 | 1 | 1 | 1 | 1 | 1 | 1 | 1 | 1 | 1 | 1 | 1 | 1 | 1 | 1 | 1 | 1 | 1 | 1 | 1 | 1 | 1 | 1 | 1 | 1 | 1 | 1 | 1 | 1 | 1 | 1 | 1 | 1 | 1 | 1 | 1 | 1 | 1 | 1 | 1 | 1 | 1 | 1 | 1 | 1 | 1 | 1 | 1 | 1 | 1 | 1 | 1 | 1 | 1 | 1 | 1 | 1 | 1 | 1 | 1 | 1 | 1 | 1 | 1 | 1 | 1 | 1 | 1 | 1 | 0 | 0 | 0 | 0 | 0
|  | Operating years elapsed at the period start | years |  |  |  | 0 | 0 | 0 | 0 | 0 | 0 | 0 | 0 | 0 | 0 | 0 | 0.24932 | 0.50137 | 0.75342 | 1 | 1.2493 | 1.5014 | 1.7534 | 2 | 2.2493 | 2.5014 | 2.7534 | 3 | 3.2493 | 3.5014 | 3.7534 | 4.0027 | 4.2521 | 4.5041 | 4.7562 | 5.0027 | 5.2521 | 5.5041 | 5.7562 | 6.0027 | 6.2521 | 6.5041 | 6.7562 | 7.0027 | 7.2521 | 7.5041 | 7.7562 | 8.0055 | 8.2548 | 8.5068 | 8.7589 | 9.0055 | 9.2548 | 9.5068 | 9.7589 | 10.0055 | 10.2548 | 10.5068 | 10.7589 | 11.0055 | 11.2548 | 11.5068 | 11.7589 | 12.0082 | 12.2575 | 12.5096 | 12.7616 | 13.0082 | 13.2575 | 13.5096 | 13.7616 | 14.0082 | 14.2575 | 14.5096 | 14.7616 | 15.0082 | 15.2575 | 15.5096 | 15.7616 | 16.011 | 16.2603 | 16.5123 | 16.7644 | 17.011 | 17.2603 | 17.5123 | 17.7644 | 18.011 | 18.2603 | 18.5123 | 18.7644 | 19.011 | 19.2603 | 19.5123 | 19.7644 | 20.0137 | 20.263 | 20.5151 | 20.7671 | 21.0137 | 21.263 | 21.5151 | 21.7671 | 22.0137 | 22.263 | 22.5151 | 22.7671 | 23.0137 | 23.263 | 23.5151 | 23.7671 | 24.0164 | 24.2658 | 24.5178 | 24.7699 | 25.0164 | 25.2658 | 25.5178 | 25.7699 | 26.0164 | 26.2658 | 26.5178 | 26.7699 | 27.0164 | 27.2658 | 27.5178 | 27.7699 | 28.0192 | 28.2685 | 28.5205 | 28.7726 | 29.0192 | 29.2685 | 29.5205 | 29.7726 | 30.0192 | 30.2685 | 30.5205 | 30.7726 | 31.0192 | 31.2685 | 31.5205 | 31.7726 | 32.0219 | 32.2712 | 32.5233 | 32.7753 | 33.0219 | 33.2712 | 33.5233 | 33.7753 | 34.0219 | 34.2712 | 34.5233 | 34.7753 | 35.0219 | 35.2712 | 35.5233 | 35.7753 | 36.0247
|  | DSA loan spread (acquisition → RtB) | factor | 2025-12-01 | 2026-12-31 | 1 | 0.078283 | 0.22727 | 0.2298 | 0.23232 | 0.23232 | 0 | 0 | 0 | 0 | 0 | 0 | 0 | 0 | 0 | 0 | 0 | 0 | 0 | 0 | 0 | 0 | 0 | 0 | 0 | 0 | 0 | 0 | 0 | 0 | 0 | 0 | 0 | 0 | 0 | 0 | 0 | 0 | 0 | 0 | 0 | 0 | 0 | 0 | 0 | 0 | 0 | 0 | 0 | 0 | 0 | 0 | 0 | 0 | 0 | 0 | 0 | 0 | 0 | 0 | 0 | 0 | 0 | 0 | 0 | 0 | 0 | 0 | 0 | 0 | 0 | 0 | 0 | 0 | 0 | 0 | 0 | 0 | 0 | 0 | 0 | 0 | 0 | 0 | 0 | 0 | 0 | 0 | 0 | 0 | 0 | 0 | 0 | 0 | 0 | 0 | 0 | 0 | 0 | 0 | 0 | 0 | 0 | 0 | 0 | 0 | 0 | 0 | 0 | 0 | 0 | 0 | 0 | 0 | 0 | 0 | 0 | 0 | 0 | 0 | 0 | 0 | 0 | 0 | 0 | 0 | 0 | 0 | 0 | 0 | 0 | 0 | 0 | 0 | 0 | 0 | 0 | 0 | 0 | 0 | 0 | 0 | 0 | 0 | 0 | 0 | 0 | 0 | 0 | 0 | 0 | 0 | 0 | 0 | 0 | 0
|  | Pre-RtB development cost spread | factor | 2026-10-01 | 2027-03-31 | 1 | 0 | 0 | 0 | 0 | 0.50549 | 0.49451 | 0 | 0 | 0 | 0 | 0 | 0 | 0 | 0 | 0 | 0 | 0 | 0 | 0 | 0 | 0 | 0 | 0 | 0 | 0 | 0 | 0 | 0 | 0 | 0 | 0 | 0 | 0 | 0 | 0 | 0 | 0 | 0 | 0 | 0 | 0 | 0 | 0 | 0 | 0 | 0 | 0 | 0 | 0 | 0 | 0 | 0 | 0 | 0 | 0 | 0 | 0 | 0 | 0 | 0 | 0 | 0 | 0 | 0 | 0 | 0 | 0 | 0 | 0 | 0 | 0 | 0 | 0 | 0 | 0 | 0 | 0 | 0 | 0 | 0 | 0 | 0 | 0 | 0 | 0 | 0 | 0 | 0 | 0 | 0 | 0 | 0 | 0 | 0 | 0 | 0 | 0 | 0 | 0 | 0 | 0 | 0 | 0 | 0 | 0 | 0 | 0 | 0 | 0 | 0 | 0 | 0 | 0 | 0 | 0 | 0 | 0 | 0 | 0 | 0 | 0 | 0 | 0 | 0 | 0 | 0 | 0 | 0 | 0 | 0 | 0 | 0 | 0 | 0 | 0 | 0 | 0 | 0 | 0 | 0 | 0 | 0 | 0 | 0 | 0 | 0 | 0 | 0 | 0 | 0 | 0 | 0 | 0 | 0 | 0
|  | Debt repayment period | flag | 2028-04-01 | 2043-03-31 |  | 0 | 0 | 0 | 0 | 0 | 0 | 0 | 0 | 0 | 0 | 1 | 1 | 1 | 1 | 1 | 1 | 1 | 1 | 1 | 1 | 1 | 1 | 1 | 1 | 1 | 1 | 1 | 1 | 1 | 1 | 1 | 1 | 1 | 1 | 1 | 1 | 1 | 1 | 1 | 1 | 1 | 1 | 1 | 1 | 1 | 1 | 1 | 1 | 1 | 1 | 1 | 1 | 1 | 1 | 1 | 1 | 1 | 1 | 1 | 1 | 1 | 1 | 1 | 1 | 1 | 1 | 1 | 1 | 1 | 1 | 0 | 0 | 0 | 0 | 0 | 0 | 0 | 0 | 0 | 0 | 0 | 0 | 0 | 0 | 0 | 0 | 0 | 0 | 0 | 0 | 0 | 0 | 0 | 0 | 0 | 0 | 0 | 0 | 0 | 0 | 0 | 0 | 0 | 0 | 0 | 0 | 0 | 0 | 0 | 0 | 0 | 0 | 0 | 0 | 0 | 0 | 0 | 0 | 0 | 0 | 0 | 0 | 0 | 0 | 0 | 0 | 0 | 0 | 0 | 0 | 0 | 0 | 0 | 0 | 0 | 0 | 0 | 0 | 0 | 0 | 0 | 0 | 0 | 0 | 0 | 0 | 0 | 0 | 0 | 0 | 0 | 0 | 0 | 0 | 0
|  | Last debt repayment | flag | 2043-03-31 |  | 1 | 0 | 0 | 0 | 0 | 0 | 0 | 0 | 0 | 0 | 0 | 0 | 0 | 0 | 0 | 0 | 0 | 0 | 0 | 0 | 0 | 0 | 0 | 0 | 0 | 0 | 0 | 0 | 0 | 0 | 0 | 0 | 0 | 0 | 0 | 0 | 0 | 0 | 0 | 0 | 0 | 0 | 0 | 0 | 0 | 0 | 0 | 0 | 0 | 0 | 0 | 0 | 0 | 0 | 0 | 0 | 0 | 0 | 0 | 0 | 0 | 0 | 0 | 0 | 0 | 0 | 0 | 0 | 0 | 0 | 1 | 0 | 0 | 0 | 0 | 0 | 0 | 0 | 0 | 0 | 0 | 0 | 0 | 0 | 0 | 0 | 0 | 0 | 0 | 0 | 0 | 0 | 0 | 0 | 0 | 0 | 0 | 0 | 0 | 0 | 0 | 0 | 0 | 0 | 0 | 0 | 0 | 0 | 0 | 0 | 0 | 0 | 0 | 0 | 0 | 0 | 0 | 0 | 0 | 0 | 0 | 0 | 0 | 0 | 0 | 0 | 0 | 0 | 0 | 0 | 0 | 0 | 0 | 0 | 0 | 0 | 0 | 0 | 0 | 0 | 0 | 0 | 0 | 0 | 0 | 0 | 0 | 0 | 0 | 0 | 0 | 0 | 0 | 0 | 0 | 0
|  | Tax depreciation spread: PV, grid, development | factor | 2028-04-01 | 2058-03-31 | 1 | 0 | 0 | 0 | 0 | 0 | 0 | 0 | 0 | 0 | 0 | 0.0083052 | 0.0083965 | 0.0083965 | 0.0082139 | 0.0083052 | 0.0083965 | 0.0083965 | 0.0082139 | 0.0083052 | 0.0083965 | 0.0083965 | 0.0082139 | 0.0083052 | 0.0083965 | 0.0083965 | 0.0083052 | 0.0083052 | 0.0083965 | 0.0083965 | 0.0082139 | 0.0083052 | 0.0083965 | 0.0083965 | 0.0082139 | 0.0083052 | 0.0083965 | 0.0083965 | 0.0082139 | 0.0083052 | 0.0083965 | 0.0083965 | 0.0083052 | 0.0083052 | 0.0083965 | 0.0083965 | 0.0082139 | 0.0083052 | 0.0083965 | 0.0083965 | 0.0082139 | 0.0083052 | 0.0083965 | 0.0083965 | 0.0082139 | 0.0083052 | 0.0083965 | 0.0083965 | 0.0083052 | 0.0083052 | 0.0083965 | 0.0083965 | 0.0082139 | 0.0083052 | 0.0083965 | 0.0083965 | 0.0082139 | 0.0083052 | 0.0083965 | 0.0083965 | 0.0082139 | 0.0083052 | 0.0083965 | 0.0083965 | 0.0083052 | 0.0083052 | 0.0083965 | 0.0083965 | 0.0082139 | 0.0083052 | 0.0083965 | 0.0083965 | 0.0082139 | 0.0083052 | 0.0083965 | 0.0083965 | 0.0082139 | 0.0083052 | 0.0083965 | 0.0083965 | 0.0083052 | 0.0083052 | 0.0083965 | 0.0083965 | 0.0082139 | 0.0083052 | 0.0083965 | 0.0083965 | 0.0082139 | 0.0083052 | 0.0083965 | 0.0083965 | 0.0082139 | 0.0083052 | 0.0083965 | 0.0083965 | 0.0083052 | 0.0083052 | 0.0083965 | 0.0083965 | 0.0082139 | 0.0083052 | 0.0083965 | 0.0083965 | 0.0082139 | 0.0083052 | 0.0083965 | 0.0083965 | 0.0082139 | 0.0083052 | 0.0083965 | 0.0083965 | 0.0083052 | 0.0083052 | 0.0083965 | 0.0083965 | 0.0082139 | 0.0083052 | 0.0083965 | 0.0083965 | 0.0082139 | 0 | 0 | 0 | 0 | 0 | 0 | 0 | 0 | 0 | 0 | 0 | 0 | 0 | 0 | 0 | 0 | 0 | 0 | 0 | 0 | 0 | 0 | 0 | 0 | 0
|  | Tax depreciation spread: BESS | factor | 2028-04-01 | 2038-03-31 | 1 | 0 | 0 | 0 | 0 | 0 | 0 | 0 | 0 | 0 | 0 | 0.024918 | 0.025192 | 0.025192 | 0.024644 | 0.024918 | 0.025192 | 0.025192 | 0.024644 | 0.024918 | 0.025192 | 0.025192 | 0.024644 | 0.024918 | 0.025192 | 0.025192 | 0.024918 | 0.024918 | 0.025192 | 0.025192 | 0.024644 | 0.024918 | 0.025192 | 0.025192 | 0.024644 | 0.024918 | 0.025192 | 0.025192 | 0.024644 | 0.024918 | 0.025192 | 0.025192 | 0.024918 | 0.024918 | 0.025192 | 0.025192 | 0.024644 | 0.024918 | 0.025192 | 0.025192 | 0.024644 | 0 | 0 | 0 | 0 | 0 | 0 | 0 | 0 | 0 | 0 | 0 | 0 | 0 | 0 | 0 | 0 | 0 | 0 | 0 | 0 | 0 | 0 | 0 | 0 | 0 | 0 | 0 | 0 | 0 | 0 | 0 | 0 | 0 | 0 | 0 | 0 | 0 | 0 | 0 | 0 | 0 | 0 | 0 | 0 | 0 | 0 | 0 | 0 | 0 | 0 | 0 | 0 | 0 | 0 | 0 | 0 | 0 | 0 | 0 | 0 | 0 | 0 | 0 | 0 | 0 | 0 | 0 | 0 | 0 | 0 | 0 | 0 | 0 | 0 | 0 | 0 | 0 | 0 | 0 | 0 | 0 | 0 | 0 | 0 | 0 | 0 | 0 | 0 | 0 | 0 | 0 | 0 | 0 | 0 | 0 | 0 | 0 | 0 | 0 | 0 | 0 | 0 | 0 | 0 | 0
|  | Debt compounding index (E: at COD, F: rate per period) | factor | 1.1323 | 1.25% |  | 1.0125 | 1.0252 | 1.038 | 1.0509 | 1.0641 | 1.0774 | 1.0909 | 1.1045 | 1.1183 | 1.1323 | 1.1464 | 1.1608 | 1.1753 | 1.19 | 1.2048 | 1.2199 | 1.2351 | 1.2506 | 1.2662 | 1.282 | 1.2981 | 1.3143 | 1.3307 | 1.3474 | 1.3642 | 1.3812 | 1.3985 | 1.416 | 1.4337 | 1.4516 | 1.4698 | 1.4881 | 1.5067 | 1.5256 | 1.5446 | 1.5639 | 1.5835 | 1.6033 | 1.6233 | 1.6436 | 1.6642 | 1.685 | 1.706 | 1.7274 | 1.7489 | 1.7708 | 1.7929 | 1.8154 | 1.838 | 1.861 | 1.8843 | 1.9078 | 1.9317 | 1.9558 | 1.9803 | 2.005 | 2.0301 | 2.0555 | 2.0812 | 2.1072 | 2.1335 | 2.1602 | 2.1872 | 2.2145 | 2.2422 | 2.2702 | 2.2986 | 2.3274 | 2.3564 | 2.3859 | 2.4157 | 2.4459 | 2.4765 | 2.5075 | 2.5388 | 2.5705 | 2.6027 | 2.6352 | 2.6681 | 2.7015 | 2.7353 | 2.7694 | 2.8041 | 2.8391 | 2.8746 | 2.9105 | 2.9469 | 2.9838 | 3.021 | 3.0588 | 3.097 | 3.1358 | 3.175 | 3.2146 | 3.2548 | 3.2955 | 3.3367 | 3.3784 | 3.4206 | 3.4634 | 3.5067 | 3.5505 | 3.5949 | 3.6398 | 3.6853 | 3.7314 | 3.7781 | 3.8253 | 3.8731 | 3.9215 | 3.9705 | 4.0202 | 4.0704 | 4.1213 | 4.1728 | 4.225 | 4.2778 | 4.3313 | 4.3854 | 4.4402 | 4.4957 | 4.5519 | 4.6088 | 4.6664 | 4.7248 | 4.7838 | 4.8436 | 4.9042 | 4.9655 | 5.0275 | 5.0904 | 5.154 | 5.2184 | 5.2837 | 5.3497 | 5.4166 | 5.4843 | 5.5528 | 5.6222 | 5.6925 | 5.7637 | 5.8357 | 5.9087 | 5.9825 | 6.0573 | 6.133 | 6.2097 | 6.2873 | 6.3659 | 6.4455 | 6.526 | 6.6076 | 6.6902 | 6.7738 | 6.8585
|  | 31-Dec capitalisation | flag |  |  |  | 1 | 0 | 0 | 0 | 1 | 0 | 0 | 0 | 1 | 0 | 0 | 0 | 1 | 0 | 0 | 0 | 1 | 0 | 0 | 0 | 1 | 0 | 0 | 0 | 1 | 0 | 0 | 0 | 1 | 0 | 0 | 0 | 1 | 0 | 0 | 0 | 1 | 0 | 0 | 0 | 1 | 0 | 0 | 0 | 1 | 0 | 0 | 0 | 1 | 0 | 0 | 0 | 1 | 0 | 0 | 0 | 1 | 0 | 0 | 0 | 1 | 0 | 0 | 0 | 1 | 0 | 0 | 0 | 1 | 0 | 0 | 0 | 1 | 0 | 0 | 0 | 1 | 0 | 0 | 0 | 1 | 0 | 0 | 0 | 1 | 0 | 0 | 0 | 1 | 0 | 0 | 0 | 1 | 0 | 0 | 0 | 1 | 0 | 0 | 0 | 1 | 0 | 0 | 0 | 1 | 0 | 0 | 0 | 1 | 0 | 0 | 0 | 1 | 0 | 0 | 0 | 1 | 0 | 0 | 0 | 1 | 0 | 0 | 0 | 1 | 0 | 0 | 0 | 1 | 0 | 0 | 0 | 1 | 0 | 0 | 0 | 1 | 0 | 0 | 0 | 1 | 0 | 0 | 0 | 1 | 0 | 0 | 0 | 1 | 0 | 0 | 0 | 1 | 0 | 0
|  | First quarter of the year | flag |  |  |  | 0 | 1 | 0 | 0 | 0 | 1 | 0 | 0 | 0 | 1 | 0 | 0 | 0 | 1 | 0 | 0 | 0 | 1 | 0 | 0 | 0 | 1 | 0 | 0 | 0 | 1 | 0 | 0 | 0 | 1 | 0 | 0 | 0 | 1 | 0 | 0 | 0 | 1 | 0 | 0 | 0 | 1 | 0 | 0 | 0 | 1 | 0 | 0 | 0 | 1 | 0 | 0 | 0 | 1 | 0 | 0 | 0 | 1 | 0 | 0 | 0 | 1 | 0 | 0 | 0 | 1 | 0 | 0 | 0 | 1 | 0 | 0 | 0 | 1 | 0 | 0 | 0 | 1 | 0 | 0 | 0 | 1 | 0 | 0 | 0 | 1 | 0 | 0 | 0 | 1 | 0 | 0 | 0 | 1 | 0 | 0 | 0 | 1 | 0 | 0 | 0 | 1 | 0 | 0 | 0 | 1 | 0 | 0 | 0 | 1 | 0 | 0 | 0 | 1 | 0 | 0 | 0 | 1 | 0 | 0 | 0 | 1 | 0 | 0 | 0 | 1 | 0 | 0 | 0 | 1 | 0 | 0 | 0 | 1 | 0 | 0 | 0 | 1 | 0 | 0 | 0 | 1 | 0 | 0 | 0 | 1 | 0 | 0 | 0 | 1 | 0 | 0 | 0 | 1 | 0
x |  | Prices (real 2025 curves × Aurora euro index)
|  | Aurora euro index | factor |  |  |  | 1 | 1.019 | 1.019 | 1.019 | 1.019 | 1.0404 | 1.0404 | 1.0404 | 1.0404 | 1.0614 | 1.0614 | 1.0614 | 1.0614 | 1.083 | 1.083 | 1.083 | 1.083 | 1.1052 | 1.1052 | 1.1052 | 1.1052 | 1.1273 | 1.1273 | 1.1273 | 1.1273 | 1.1498 | 1.1498 | 1.1498 | 1.1498 | 1.1728 | 1.1728 | 1.1728 | 1.1728 | 1.1963 | 1.1963 | 1.1963 | 1.1963 | 1.2202 | 1.2202 | 1.2202 | 1.2202 | 1.2446 | 1.2446 | 1.2446 | 1.2446 | 1.2695 | 1.2695 | 1.2695 | 1.2695 | 1.2949 | 1.2949 | 1.2949 | 1.2949 | 1.3208 | 1.3208 | 1.3208 | 1.3208 | 1.3472 | 1.3472 | 1.3472 | 1.3472 | 1.3741 | 1.3741 | 1.3741 | 1.3741 | 1.4016 | 1.4016 | 1.4016 | 1.4016 | 1.4297 | 1.4297 | 1.4297 | 1.4297 | 1.4583 | 1.4583 | 1.4583 | 1.4583 | 1.4874 | 1.4874 | 1.4874 | 1.4874 | 1.5172 | 1.5172 | 1.5172 | 1.5172 | 1.5475 | 1.5475 | 1.5475 | 1.5475 | 1.5785 | 1.5785 | 1.5785 | 1.5785 | 1.61 | 1.61 | 1.61 | 1.61 | 1.6422 | 1.6422 | 1.6422 | 1.6422 | 1.6751 | 1.6751 | 1.6751 | 1.6751 | 1.7086 | 1.7086 | 1.7086 | 1.7086 | 1.7427 | 1.7427 | 1.7427 | 1.7427 | 1.7776 | 1.7776 | 1.7776 | 1.7776 | 1.8132 | 1.8132 | 1.8132 | 1.8132 | 1.8494 | 1.8494 | 1.8494 | 1.8494 | 1.8864 | 1.8864 | 1.8864 | 1.8864 | 1.9241 | 1.9241 | 1.9241 | 1.9241 | 1.9626 | 1.9626 | 1.9626 | 1.9626 | 2.0019 | 2.0019 | 2.0019 | 2.0019 | 2.0419 | 2.0419 | 2.0419 | 2.0419 | 2.0827 | 2.0827 | 2.0827 | 2.0827 | 2.1244 | 2.1244 | 2.1244 | 2.1244 | 2.1669 | 2.1669
|  | PV price, direct export, real 2025 (E: curve) | EUR/MWh | DC 4h direct |  |  | 0 | 0 | 0 | 0 | 0 | 107.454 | 107.454 | 107.454 | 107.454 | 97.3856 | 97.3856 | 97.3856 | 97.3856 | 90.5761 | 90.5761 | 90.5761 | 90.5761 | 82.5179 | 82.5179 | 82.5179 | 82.5179 | 82.8206 | 82.8206 | 82.8206 | 82.8206 | 77.0899 | 77.0899 | 77.0899 | 77.0899 | 76.0439 | 76.0439 | 76.0439 | 76.0439 | 71.1067 | 71.1067 | 71.1067 | 71.1067 | 69.4358 | 69.4358 | 69.4358 | 69.4358 | 68.22 | 68.22 | 68.22 | 68.22 | 70.3869 | 70.3869 | 70.3869 | 70.3869 | 69.7856 | 69.7856 | 69.7856 | 69.7856 | 68.1024 | 68.1024 | 68.1024 | 68.1024 | 65.2511 | 65.2511 | 65.2511 | 65.2511 | 62.521 | 62.521 | 62.521 | 62.521 | 62.6574 | 62.6574 | 62.6574 | 62.6574 | 62.2634 | 62.2634 | 62.2634 | 62.2634 | 61.0063 | 61.0063 | 61.0063 | 61.0063 | 62.5756 | 62.5756 | 62.5756 | 62.5756 | 62.3782 | 62.3782 | 62.3782 | 62.3782 | 62.0202 | 62.0202 | 62.0202 | 62.0202 | 59.2423 | 59.2423 | 59.2423 | 59.2423 | 70.8269 | 70.8269 | 70.8269 | 70.8269 | 68.0892 | 68.0892 | 68.0892 | 68.0892 | 66.5775 | 66.5775 | 66.5775 | 66.5775 | 64.5692 | 64.5692 | 64.5692 | 64.5692 | 63.5251 | 63.5251 | 63.5251 | 63.5251 | 62.2032 | 62.2032 | 62.2032 | 62.2032 | 61.1448 | 61.1448 | 61.1448 | 61.1448 | 59.041 | 59.041 | 59.041 | 59.041 | 58.8771 | 58.8771 | 58.8771 | 58.8771 | 57.9147 | 57.9147 | 57.9147 | 57.9147 | 57.8271 | 57.8271 | 57.8271 | 57.8271 | 56.5852 | 56.5852 | 56.5852 | 56.5852 | 56.5852 | 56.5852 | 56.5852 | 56.5852 | 56.5852 | 56.5852 | 56.5852 | 56.5852 | 56.5852 | 56.5852 | 56.5852 | 56.5852 | 56.5852 | 56.5852
|  | PV price, energy sent to the BESS, real 2025 (E: curve) | EUR/MWh | DC 4h transfer |  |  | 0 | 0 | 0 | 0 | 0 | 36.5514 | 36.5514 | 36.5514 | 36.5514 | 36.0974 | 36.0974 | 36.0974 | 36.0974 | 35.9964 | 35.9964 | 35.9964 | 35.9964 | 29.777 | 29.777 | 29.777 | 29.777 | 31.6361 | 31.6361 | 31.6361 | 31.6361 | 27.4286 | 27.4286 | 27.4286 | 27.4286 | 30.3525 | 30.3525 | 30.3525 | 30.3525 | 26.813 | 26.813 | 26.813 | 26.813 | 26.5965 | 26.5965 | 26.5965 | 26.5965 | 26.4609 | 26.4609 | 26.4609 | 26.4609 | 28.1635 | 28.1635 | 28.1635 | 28.1635 | 29.4927 | 29.4927 | 29.4927 | 29.4927 | 28.0371 | 28.0371 | 28.0371 | 28.0371 | 27.2333 | 27.2333 | 27.2333 | 27.2333 | 25.0667 | 25.0667 | 25.0667 | 25.0667 | 24.1914 | 24.1914 | 24.1914 | 24.1914 | 24.2165 | 24.2165 | 24.2165 | 24.2165 | 22.6253 | 22.6253 | 22.6253 | 22.6253 | 23.3825 | 23.3825 | 23.3825 | 23.3825 | 24.4625 | 24.4625 | 24.4625 | 24.4625 | 22.629 | 22.629 | 22.629 | 22.629 | 18.9154 | 18.9154 | 18.9154 | 18.9154 | 22.4668 | 22.4668 | 22.4668 | 22.4668 | 20.9732 | 20.9732 | 20.9732 | 20.9732 | 20.3422 | 20.3422 | 20.3422 | 20.3422 | 18.8503 | 18.8503 | 18.8503 | 18.8503 | 19.5503 | 19.5503 | 19.5503 | 19.5503 | 19.0554 | 19.0554 | 19.0554 | 19.0554 | 18.4011 | 18.4011 | 18.4011 | 18.4011 | 17.8 | 17.8 | 17.8 | 17.8 | 18.2656 | 18.2656 | 18.2656 | 18.2656 | 19.4126 | 19.4126 | 19.4126 | 19.4126 | 20.6359 | 20.6359 | 20.6359 | 20.6359 | 20.3404 | 20.3404 | 20.3404 | 20.3404 | 20.3404 | 20.3404 | 20.3404 | 20.3404 | 20.3404 | 20.3404 | 20.3404 | 20.3404 | 20.3404 | 20.3404 | 20.3404 | 20.3404 | 20.3404 | 20.3404
|  | PV merchant price, direct export, nominal (price set applied) | EUR/MWh |  |  |  | 0 | 0 | 0 | 0 | 0 | 111.795 | 111.795 | 111.795 | 111.795 | 103.3615 | 103.3615 | 103.3615 | 103.3615 | 98.0963 | 98.0963 | 98.0963 | 98.0963 | 91.1966 | 91.1966 | 91.1966 | 91.1966 | 93.3617 | 93.3617 | 93.3617 | 93.3617 | 88.6397 | 88.6397 | 88.6397 | 88.6397 | 89.1856 | 89.1856 | 89.1856 | 89.1856 | 85.0632 | 85.0632 | 85.0632 | 85.0632 | 84.7256 | 84.7256 | 84.7256 | 84.7256 | 84.9069 | 84.9069 | 84.9069 | 84.9069 | 89.3559 | 89.3559 | 89.3559 | 89.3559 | 90.3644 | 90.3644 | 90.3644 | 90.3644 | 89.9486 | 89.9486 | 89.9486 | 89.9486 | 87.9063 | 87.9063 | 87.9063 | 87.9063 | 85.9128 | 85.9128 | 85.9128 | 85.9128 | 87.8223 | 87.8223 | 87.8223 | 87.8223 | 89.0154 | 89.0154 | 89.0154 | 89.0154 | 88.9626 | 88.9626 | 88.9626 | 88.9626 | 93.0761 | 93.0761 | 93.0761 | 93.0761 | 94.6381 | 94.6381 | 94.6381 | 94.6381 | 95.9768 | 95.9768 | 95.9768 | 95.9768 | 93.5115 | 93.5115 | 93.5115 | 93.5115 | 114.0333 | 114.0333 | 114.0333 | 114.0333 | 111.8181 | 111.8181 | 111.8181 | 111.8181 | 111.5223 | 111.5223 | 111.5223 | 111.5223 | 110.3213 | 110.3213 | 110.3213 | 110.3213 | 110.7082 | 110.7082 | 110.7082 | 110.7082 | 110.5725 | 110.5725 | 110.5725 | 110.5725 | 110.865 | 110.865 | 110.865 | 110.865 | 109.1915 | 109.1915 | 109.1915 | 109.1915 | 111.0661 | 111.0661 | 111.0661 | 111.0661 | 111.4357 | 111.4357 | 111.4357 | 111.4357 | 113.4924 | 113.4924 | 113.4924 | 113.4924 | 113.2762 | 113.2762 | 113.2762 | 113.2762 | 115.5417 | 115.5417 | 115.5417 | 115.5417 | 117.8525 | 117.8525 | 117.8525 | 117.8525 | 120.2096 | 120.2096 | 120.2096 | 120.2096 | 122.6138 | 122.6138
|  | PV transfer price to the BESS, nominal (price set applied) | EUR/MWh |  |  |  | 0 | 0 | 0 | 0 | 0 | 38.0281 | 38.0281 | 38.0281 | 38.0281 | 38.3124 | 38.3124 | 38.3124 | 38.3124 | 38.985 | 38.985 | 38.985 | 38.985 | 32.9088 | 32.9088 | 32.9088 | 32.9088 | 35.6627 | 35.6627 | 35.6627 | 35.6627 | 31.538 | 31.538 | 31.538 | 31.538 | 35.5979 | 35.5979 | 35.5979 | 35.5979 | 32.0758 | 32.0758 | 32.0758 | 32.0758 | 32.4531 | 32.4531 | 32.4531 | 32.4531 | 32.9333 | 32.9333 | 32.9333 | 32.9333 | 35.7534 | 35.7534 | 35.7534 | 35.7534 | 38.1897 | 38.1897 | 38.1897 | 38.1897 | 37.031 | 37.031 | 37.031 | 37.031 | 36.6887 | 36.6887 | 36.6887 | 36.6887 | 34.4452 | 34.4452 | 34.4452 | 34.4452 | 33.9073 | 33.9073 | 33.9073 | 33.9073 | 34.6214 | 34.6214 | 34.6214 | 34.6214 | 32.9935 | 32.9935 | 32.9935 | 32.9935 | 34.7795 | 34.7795 | 34.7795 | 34.7795 | 37.1136 | 37.1136 | 37.1136 | 37.1136 | 35.0186 | 35.0186 | 35.0186 | 35.0186 | 29.8572 | 29.8572 | 29.8572 | 29.8572 | 36.1721 | 36.1721 | 36.1721 | 36.1721 | 34.4428 | 34.4428 | 34.4428 | 34.4428 | 34.0748 | 34.0748 | 34.0748 | 34.0748 | 32.2071 | 32.2071 | 32.2071 | 32.2071 | 34.0712 | 34.0712 | 34.0712 | 34.0712 | 33.873 | 33.873 | 33.873 | 33.873 | 33.364 | 33.364 | 33.364 | 33.364 | 32.9196 | 32.9196 | 32.9196 | 32.9196 | 34.4563 | 34.4563 | 34.4563 | 34.4563 | 37.3525 | 37.3525 | 37.3525 | 37.3525 | 40.5004 | 40.5004 | 40.5004 | 40.5004 | 40.7189 | 40.7189 | 40.7189 | 40.7189 | 41.5332 | 41.5332 | 41.5332 | 41.5332 | 42.3639 | 42.3639 | 42.3639 | 42.3639 | 43.2112 | 43.2112 | 43.2112 | 43.2112 | 44.0754 | 44.0754
|  | Guarantee of origin price, nominal | EUR/MWh |  |  |  | 1.75 | 1.7832 | 1.7832 | 1.7832 | 1.7832 | 1.8207 | 1.8207 | 1.8207 | 1.8207 | 1.8574 | 1.8574 | 1.8574 | 1.8574 | 1.8953 | 1.8953 | 1.8953 | 1.8953 | 1.9341 | 1.9341 | 1.9341 | 1.9341 | 1.9727 | 1.9727 | 1.9727 | 1.9727 | 2.0122 | 2.0122 | 2.0122 | 2.0122 | 2.0524 | 2.0524 | 2.0524 | 2.0524 | 2.0935 | 2.0935 | 2.0935 | 2.0935 | 2.1353 | 2.1353 | 2.1353 | 2.1353 | 2.1781 | 2.1781 | 2.1781 | 2.1781 | 2.2216 | 2.2216 | 2.2216 | 2.2216 | 2.2661 | 2.2661 | 2.2661 | 2.2661 | 2.3114 | 2.3114 | 2.3114 | 2.3114 | 2.3576 | 2.3576 | 2.3576 | 2.3576 | 2.4048 | 2.4048 | 2.4048 | 2.4048 | 2.4528 | 2.4528 | 2.4528 | 2.4528 | 2.5019 | 2.5019 | 2.5019 | 2.5019 | 2.5519 | 2.5519 | 2.5519 | 2.5519 | 2.603 | 2.603 | 2.603 | 2.603 | 2.655 | 2.655 | 2.655 | 2.655 | 2.7081 | 2.7081 | 2.7081 | 2.7081 | 2.7623 | 2.7623 | 2.7623 | 2.7623 | 2.8175 | 2.8175 | 2.8175 | 2.8175 | 2.8739 | 2.8739 | 2.8739 | 2.8739 | 2.9314 | 2.9314 | 2.9314 | 2.9314 | 2.99 | 2.99 | 2.99 | 2.99 | 3.0498 | 3.0498 | 3.0498 | 3.0498 | 3.1108 | 3.1108 | 3.1108 | 3.1108 | 3.173 | 3.173 | 3.173 | 3.173 | 3.2365 | 3.2365 | 3.2365 | 3.2365 | 3.3012 | 3.3012 | 3.3012 | 3.3012 | 3.3672 | 3.3672 | 3.3672 | 3.3672 | 3.4346 | 3.4346 | 3.4346 | 3.4346 | 3.5033 | 3.5033 | 3.5033 | 3.5033 | 3.5733 | 3.5733 | 3.5733 | 3.5733 | 3.6448 | 3.6448 | 3.6448 | 3.6448 | 3.7177 | 3.7177 | 3.7177 | 3.7177 | 3.7921 | 3.7921
|  | BESS storage total cashflow, real 2025 (E: curve) | EUR k/MW | DC 4h |  |  | 0 | 0 | 0 | 0 | 0 | 186.9751 | 186.9751 | 186.9751 | 186.9751 | 163.0964 | 163.0964 | 163.0964 | 163.0964 | 126.1987 | 126.1987 | 126.1987 | 126.1987 | 110.6063 | 110.6063 | 110.6063 | 110.6063 | 109.7652 | 109.7652 | 109.7652 | 109.7652 | 116.9016 | 116.9016 | 116.9016 | 116.9016 | 104.5569 | 104.5569 | 104.5569 | 104.5569 | 100.306 | 100.306 | 100.306 | 100.306 | 101.6863 | 101.6863 | 101.6863 | 101.6863 | 93.1984 | 93.1984 | 93.1984 | 93.1984 | 90.1416 | 90.1416 | 90.1416 | 90.1416 | 87.4808 | 87.4808 | 87.4808 | 87.4808 | 86.93 | 86.93 | 86.93 | 86.93 | 89.1015 | 89.1015 | 89.1015 | 89.1015 | 87.4713 | 87.4713 | 87.4713 | 87.4713 | 86.6951 | 86.6951 | 86.6951 | 86.6951 | 83.1562 | 83.1562 | 83.1562 | 83.1562 | 80.8572 | 80.8572 | 80.8572 | 80.8572 | 80.2517 | 80.2517 | 80.2517 | 80.2517 | 82.5953 | 82.5953 | 82.5953 | 82.5953 | 80.4917 | 80.4917 | 80.4917 | 80.4917 | 81.955 | 81.955 | 81.955 | 81.955 | 102.8596 | 102.8596 | 102.8596 | 102.8596 | 101.8349 | 101.8349 | 101.8349 | 101.8349 | 100.5564 | 100.5564 | 100.5564 | 100.5564 | 98.6447 | 98.6447 | 98.6447 | 98.6447 | 98.9139 | 98.9139 | 98.9139 | 98.9139 | 96.6053 | 96.6053 | 96.6053 | 96.6053 | 96.5951 | 96.5951 | 96.5951 | 96.5951 | 96.8796 | 96.8796 | 96.8796 | 96.8796 | 92.8973 | 92.8973 | 92.8973 | 92.8973 | 94.0855 | 94.0855 | 94.0855 | 94.0855 | 94.2926 | 94.2926 | 94.2926 | 94.2926 | 91.149 | 91.149 | 91.149 | 91.149 | 91.149 | 91.149 | 91.149 | 91.149 | 91.149 | 91.149 | 91.149 | 91.149 | 91.149 | 91.149 | 91.149 | 91.149 | 91.149 | 91.149
|  | Stack kept with PV-only charging (E: curve) | factor | DC 4h |  |  | 1 | 1 | 1 | 1 | 1 | 0.77913 | 0.77913 | 0.77913 | 0.77913 | 0.83311 | 0.83311 | 0.83311 | 0.83311 | 0.87953 | 0.87953 | 0.87953 | 0.87953 | 0.93621 | 0.93621 | 0.93621 | 0.93621 | 0.93592 | 0.93592 | 0.93592 | 0.93592 | 0.91366 | 0.91366 | 0.91366 | 0.91366 | 0.96269 | 0.96269 | 0.96269 | 0.96269 | 0.98225 | 0.98225 | 0.98225 | 0.98225 | 0.96019 | 0.96019 | 0.96019 | 0.96019 | 0.99842 | 0.99842 | 0.99842 | 0.99842 | 1.0154 | 1.0154 | 1.0154 | 1.0154 | 1.0299 | 1.0299 | 1.0299 | 1.0299 | 1.0052 | 1.0052 | 1.0052 | 1.0052 | 0.97385 | 0.97385 | 0.97385 | 0.97385 | 0.97115 | 0.97115 | 0.97115 | 0.97115 | 0.98765 | 0.98765 | 0.98765 | 0.98765 | 1.0333 | 1.0333 | 1.0333 | 1.0333 | 1.0369 | 1.0369 | 1.0369 | 1.0369 | 1.027 | 1.027 | 1.027 | 1.027 | 0.95515 | 0.95515 | 0.95515 | 0.95515 | 0.96677 | 0.96677 | 0.96677 | 0.96677 | 0.91908 | 0.91908 | 0.91908 | 0.91908 | 0.9627 | 0.9627 | 0.9627 | 0.9627 | 0.92964 | 0.92964 | 0.92964 | 0.92964 | 0.90956 | 0.90956 | 0.90956 | 0.90956 | 0.89029 | 0.89029 | 0.89029 | 0.89029 | 0.89026 | 0.89026 | 0.89026 | 0.89026 | 0.9036 | 0.9036 | 0.9036 | 0.9036 | 0.88243 | 0.88243 | 0.88243 | 0.88243 | 0.86684 | 0.86684 | 0.86684 | 0.86684 | 0.90559 | 0.90559 | 0.90559 | 0.90559 | 0.91542 | 0.91542 | 0.91542 | 0.91542 | 0.90723 | 0.90723 | 0.90723 | 0.90723 | 0.91179 | 0.91179 | 0.91179 | 0.91179 | 0.91179 | 0.91179 | 0.91179 | 0.91179 | 0.91179 | 0.91179 | 0.91179 | 0.91179 | 0.91179 | 0.91179 | 0.91179 | 0.91179 | 0.91179 | 0.91179
|  | aFRR-down and FCR share of the stack (E: curve) | factor | DC 4h |  |  | 0 | 0 | 0 | 0 | 0 | 0.16712 | 0.16712 | 0.16712 | 0.16712 | 0.1251 | 0.1251 | 0.1251 | 0.1251 | 0.11067 | 0.11067 | 0.11067 | 0.11067 | 0.12183 | 0.12183 | 0.12183 | 0.12183 | 0.12357 | 0.12357 | 0.12357 | 0.12357 | 0.11764 | 0.11764 | 0.11764 | 0.11764 | 0.1141 | 0.1141 | 0.1141 | 0.1141 | 0.12046 | 0.12046 | 0.12046 | 0.12046 | 0.13585 | 0.13585 | 0.13585 | 0.13585 | 0.14117 | 0.14117 | 0.14117 | 0.14117 | 0.13681 | 0.13681 | 0.13681 | 0.13681 | 0.14991 | 0.14991 | 0.14991 | 0.14991 | 0.1514 | 0.1514 | 0.1514 | 0.1514 | 0.14701 | 0.14701 | 0.14701 | 0.14701 | 0.14526 | 0.14526 | 0.14526 | 0.14526 | 0.15087 | 0.15087 | 0.15087 | 0.15087 | 0.15549 | 0.15549 | 0.15549 | 0.15549 | 0.15505 | 0.15505 | 0.15505 | 0.15505 | 0.1517 | 0.1517 | 0.1517 | 0.1517 | 0.15771 | 0.15771 | 0.15771 | 0.15771 | 0.16092 | 0.16092 | 0.16092 | 0.16092 | 0.15601 | 0.15601 | 0.15601 | 0.15601 | 0.11886 | 0.11886 | 0.11886 | 0.11886 | 0.12095 | 0.12095 | 0.12095 | 0.12095 | 0.12522 | 0.12522 | 0.12522 | 0.12522 | 0.12656 | 0.12656 | 0.12656 | 0.12656 | 0.12711 | 0.12711 | 0.12711 | 0.12711 | 0.12807 | 0.12807 | 0.12807 | 0.12807 | 0.1263 | 0.1263 | 0.1263 | 0.1263 | 0.12288 | 0.12288 | 0.12288 | 0.12288 | 0.12596 | 0.12596 | 0.12596 | 0.12596 | 0.12194 | 0.12194 | 0.12194 | 0.12194 | 0.1249 | 0.1249 | 0.1249 | 0.1249 | 0.13528 | 0.13528 | 0.13528 | 0.13528 | 0.13528 | 0.13528 | 0.13528 | 0.13528 | 0.13528 | 0.13528 | 0.13528 | 0.13528 | 0.13528 | 0.13528 | 0.13528 | 0.13528 | 0.13528 | 0.13528
|  | Stack kept without grid charging | factor |  |  |  | 1 | 1 | 1 | 1 | 1 | 0.77913 | 0.77913 | 0.77913 | 0.77913 | 0.83311 | 0.83311 | 0.83311 | 0.83311 | 0.87953 | 0.87953 | 0.87953 | 0.87953 | 0.93621 | 0.93621 | 0.93621 | 0.93621 | 0.93592 | 0.93592 | 0.93592 | 0.93592 | 0.91366 | 0.91366 | 0.91366 | 0.91366 | 0.96269 | 0.96269 | 0.96269 | 0.96269 | 0.98225 | 0.98225 | 0.98225 | 0.98225 | 0.96019 | 0.96019 | 0.96019 | 0.96019 | 0.99842 | 0.99842 | 0.99842 | 0.99842 | 1 | 1 | 1 | 1 | 1 | 1 | 1 | 1 | 1 | 1 | 1 | 1 | 0.97385 | 0.97385 | 0.97385 | 0.97385 | 0.97115 | 0.97115 | 0.97115 | 0.97115 | 0.98765 | 0.98765 | 0.98765 | 0.98765 | 1 | 1 | 1 | 1 | 1 | 1 | 1 | 1 | 1 | 1 | 1 | 1 | 0.95515 | 0.95515 | 0.95515 | 0.95515 | 0.96677 | 0.96677 | 0.96677 | 0.96677 | 0.91908 | 0.91908 | 0.91908 | 0.91908 | 0.9627 | 0.9627 | 0.9627 | 0.9627 | 0.92964 | 0.92964 | 0.92964 | 0.92964 | 0.90956 | 0.90956 | 0.90956 | 0.90956 | 0.89029 | 0.89029 | 0.89029 | 0.89029 | 0.89026 | 0.89026 | 0.89026 | 0.89026 | 0.9036 | 0.9036 | 0.9036 | 0.9036 | 0.88243 | 0.88243 | 0.88243 | 0.88243 | 0.86684 | 0.86684 | 0.86684 | 0.86684 | 0.90559 | 0.90559 | 0.90559 | 0.90559 | 0.91542 | 0.91542 | 0.91542 | 0.91542 | 0.90723 | 0.90723 | 0.90723 | 0.90723 | 0.91179 | 0.91179 | 0.91179 | 0.91179 | 0.91179 | 0.91179 | 0.91179 | 0.91179 | 0.91179 | 0.91179 | 0.91179 | 0.91179 | 0.91179 | 0.91179 | 0.91179 | 0.91179 | 0.91179 | 0.91179
|  | Grid charging allowed: import ÷ BESS MW (E) | % | 0%
|  | BESS merchant revenue per MW-year, nominal (haircut, availability, charging) | EUR k/MW |  |  |  | 0 | 0 | 0 | 0 | 0 | 151.5634 | 151.5634 | 151.5634 | 151.5634 | 144.2146 | 144.2146 | 144.2146 | 144.2146 | 120.2115 | 120.2115 | 120.2115 | 120.2115 | 114.4414 | 114.4414 | 114.4414 | 114.4414 | 115.8066 | 115.8066 | 115.8066 | 115.8066 | 122.8111 | 122.8111 | 122.8111 | 122.8111 | 118.0507 | 118.0507 | 118.0507 | 118.0507 | 117.8641 | 117.8641 | 117.8641 | 117.8641 | 119.1378 | 119.1378 | 119.1378 | 119.1378 | 115.812 | 115.812 | 115.812 | 115.812 | 114.4344 | 114.4344 | 114.4344 | 114.4344 | 113.2777 | 113.2777 | 113.2777 | 113.2777 | 114.8158 | 114.8158 | 114.8158 | 114.8158 | 116.8981 | 116.8981 | 116.8981 | 116.8981 | 116.731 | 116.731 | 116.731 | 116.731 | 120.0134 | 120.0134 | 120.0134 | 120.0134 | 118.885 | 118.885 | 118.885 | 118.885 | 117.9101 | 117.9101 | 117.9101 | 117.9101 | 119.3678 | 119.3678 | 119.3678 | 119.3678 | 119.6911 | 119.6911 | 119.6911 | 119.6911 | 120.4224 | 120.4224 | 120.4224 | 120.4224 | 118.8948 | 118.8948 | 118.8948 | 118.8948 | 159.4301 | 159.4301 | 159.4301 | 159.4301 | 155.4699 | 155.4699 | 155.4699 | 155.4699 | 153.2066 | 153.2066 | 153.2066 | 153.2066 | 150.0514 | 150.0514 | 150.0514 | 150.0514 | 153.4644 | 153.4644 | 153.4644 | 153.4644 | 155.1721 | 155.1721 | 155.1721 | 155.1721 | 154.5505 | 154.5505 | 154.5505 | 154.5505 | 155.3118 | 155.3118 | 155.3118 | 155.3118 | 158.6972 | 158.6972 | 158.6972 | 158.6972 | 165.7208 | 165.7208 | 165.7208 | 165.7208 | 167.8914 | 167.8914 | 167.8914 | 167.8914 | 166.3725 | 166.3725 | 166.3725 | 166.3725 | 169.6999 | 169.6999 | 169.6999 | 169.6999 | 173.0939 | 173.0939 | 173.0939 | 173.0939 | 176.5558 | 176.5558 | 176.5558 | 176.5558 | 180.0869 | 180.0869
|  | BESS repower year (E: used, F: repower year of the curve) | year | 2048 | 2048
|  | BESS in service (0 from the repower year if not repowered) | flag | bar: 1 to 155
x |  | Offtake offers (case C; merchant tail after the tenor)
|  | Offer applies on this sheet (case table) | flag | 1
|  | PV offer: column (E), fixed price (F: 1 = yes) | # | 2 | 1
|  | PV offer handling fee: share (E), floor (F) | EUR/MWh | 0% | 0
|  | PV offer: fee cap (E), fixed price (F) | EUR/MWh | 0 | 43.96
|  | PV offer in force (E: start, F: end) | factor | 2028-01-01 | 2030-12-31 |  | 0 | 0 | 0 | 0 | 0 | 0 | 0 | 0 | 0 | 1 | 1 | 1 | 1 | 1 | 1 | 1 | 1 | 1 | 1 | 1 | 1 | 0 | 0 | 0 | 0 | 0 | 0 | 0 | 0 | 0 | 0 | 0 | 0 | 0 | 0 | 0 | 0 | 0 | 0 | 0 | 0 | 0 | 0 | 0 | 0 | 0 | 0 | 0 | 0 | 0 | 0 | 0 | 0 | 0 | 0 | 0 | 0 | 0 | 0 | 0 | 0 | 0 | 0 | 0 | 0 | 0 | 0 | 0 | 0 | 0 | 0 | 0 | 0 | 0 | 0 | 0 | 0 | 0 | 0 | 0 | 0 | 0 | 0 | 0 | 0 | 0 | 0 | 0 | 0 | 0 | 0 | 0 | 0 | 0 | 0 | 0 | 0 | 0 | 0 | 0 | 0 | 0 | 0 | 0 | 0 | 0 | 0 | 0 | 0 | 0 | 0 | 0 | 0 | 0 | 0 | 0 | 0 | 0 | 0 | 0 | 0 | 0 | 0 | 0 | 0 | 0 | 0 | 0 | 0 | 0 | 0 | 0 | 0 | 0 | 0 | 0 | 0 | 0 | 0 | 0 | 0 | 0 | 0 | 0 | 0 | 0 | 0 | 0 | 0 | 0 | 0 | 0 | 0 | 0 | 0
|  | PV offer handling fee | EUR/MWh |  |  |  | 0 | 0 | 0 | 0 | 0 | 0 | 0 | 0 | 0 | 0 | 0 | 0 | 0 | 0 | 0 | 0 | 0 | 0 | 0 | 0 | 0 | 0 | 0 | 0 | 0 | 0 | 0 | 0 | 0 | 0 | 0 | 0 | 0 | 0 | 0 | 0 | 0 | 0 | 0 | 0 | 0 | 0 | 0 | 0 | 0 | 0 | 0 | 0 | 0 | 0 | 0 | 0 | 0 | 0 | 0 | 0 | 0 | 0 | 0 | 0 | 0 | 0 | 0 | 0 | 0 | 0 | 0 | 0 | 0 | 0 | 0 | 0 | 0 | 0 | 0 | 0 | 0 | 0 | 0 | 0 | 0 | 0 | 0 | 0 | 0 | 0 | 0 | 0 | 0 | 0 | 0 | 0 | 0 | 0 | 0 | 0 | 0 | 0 | 0 | 0 | 0 | 0 | 0 | 0 | 0 | 0 | 0 | 0 | 0 | 0 | 0 | 0 | 0 | 0 | 0 | 0 | 0 | 0 | 0 | 0 | 0 | 0 | 0 | 0 | 0 | 0 | 0 | 0 | 0 | 0 | 0 | 0 | 0 | 0 | 0 | 0 | 0 | 0 | 0 | 0 | 0 | 0 | 0 | 0 | 0 | 0 | 0 | 0 | 0 | 0 | 0 | 0 | 0 | 0 | 0
|  | PV price received on direct export (offer in force, else merchant) | EUR/MWh |  |  |  | 0 | 0 | 0 | 0 | 0 | 111.795 | 111.795 | 111.795 | 111.795 | 43.96 | 43.96 | 43.96 | 43.96 | 43.96 | 43.96 | 43.96 | 43.96 | 43.96 | 43.96 | 43.96 | 43.96 | 93.3617 | 93.3617 | 93.3617 | 93.3617 | 88.6397 | 88.6397 | 88.6397 | 88.6397 | 89.1856 | 89.1856 | 89.1856 | 89.1856 | 85.0632 | 85.0632 | 85.0632 | 85.0632 | 84.7256 | 84.7256 | 84.7256 | 84.7256 | 84.9069 | 84.9069 | 84.9069 | 84.9069 | 89.3559 | 89.3559 | 89.3559 | 89.3559 | 90.3644 | 90.3644 | 90.3644 | 90.3644 | 89.9486 | 89.9486 | 89.9486 | 89.9486 | 87.9063 | 87.9063 | 87.9063 | 87.9063 | 85.9128 | 85.9128 | 85.9128 | 85.9128 | 87.8223 | 87.8223 | 87.8223 | 87.8223 | 89.0154 | 89.0154 | 89.0154 | 89.0154 | 88.9626 | 88.9626 | 88.9626 | 88.9626 | 93.0761 | 93.0761 | 93.0761 | 93.0761 | 94.6381 | 94.6381 | 94.6381 | 94.6381 | 95.9768 | 95.9768 | 95.9768 | 95.9768 | 93.5115 | 93.5115 | 93.5115 | 93.5115 | 114.0333 | 114.0333 | 114.0333 | 114.0333 | 111.8181 | 111.8181 | 111.8181 | 111.8181 | 111.5223 | 111.5223 | 111.5223 | 111.5223 | 110.3213 | 110.3213 | 110.3213 | 110.3213 | 110.7082 | 110.7082 | 110.7082 | 110.7082 | 110.5725 | 110.5725 | 110.5725 | 110.5725 | 110.865 | 110.865 | 110.865 | 110.865 | 109.1915 | 109.1915 | 109.1915 | 109.1915 | 111.0661 | 111.0661 | 111.0661 | 111.0661 | 111.4357 | 111.4357 | 111.4357 | 111.4357 | 113.4924 | 113.4924 | 113.4924 | 113.4924 | 113.2762 | 113.2762 | 113.2762 | 113.2762 | 115.5417 | 115.5417 | 115.5417 | 115.5417 | 117.8525 | 117.8525 | 117.8525 | 117.8525 | 120.2096 | 120.2096 | 120.2096 | 120.2096 | 122.6138 | 122.6138
|  | BESS offer: column (E), fixed fee per MW-year, not scaled above the offer (F) | EUR k/MW | 3 | 49.7
|  | BESS offer duration ≠ built duration (E: 1 = yes) | flag | 1
|  | BESS offer: owner share (E), grid charge deducted (F) | EUR k/MW | 0% | 0
|  | BESS offer in force (E: start, F: end) | factor | 2028-01-01 | 2030-12-31 |  | 0 | 0 | 0 | 0 | 0 | 0 | 0 | 0 | 0 | 1 | 1 | 1 | 1 | 1 | 1 | 1 | 1 | 1 | 1 | 1 | 1 | 0 | 0 | 0 | 0 | 0 | 0 | 0 | 0 | 0 | 0 | 0 | 0 | 0 | 0 | 0 | 0 | 0 | 0 | 0 | 0 | 0 | 0 | 0 | 0 | 0 | 0 | 0 | 0 | 0 | 0 | 0 | 0 | 0 | 0 | 0 | 0 | 0 | 0 | 0 | 0 | 0 | 0 | 0 | 0 | 0 | 0 | 0 | 0 | 0 | 0 | 0 | 0 | 0 | 0 | 0 | 0 | 0 | 0 | 0 | 0 | 0 | 0 | 0 | 0 | 0 | 0 | 0 | 0 | 0 | 0 | 0 | 0 | 0 | 0 | 0 | 0 | 0 | 0 | 0 | 0 | 0 | 0 | 0 | 0 | 0 | 0 | 0 | 0 | 0 | 0 | 0 | 0 | 0 | 0 | 0 | 0 | 0 | 0 | 0 | 0 | 0 | 0 | 0 | 0 | 0 | 0 | 0 | 0 | 0 | 0 | 0 | 0 | 0 | 0 | 0 | 0 | 0 | 0 | 0 | 0 | 0 | 0 | 0 | 0 | 0 | 0 | 0 | 0 | 0 | 0 | 0 | 0 | 0 | 0
|  | E.ON band table row this year (0 = none; E: bands apply) | # | 0 |  |  | 0 | 0 | 0 | 0 | 0 | 0 | 0 | 0 | 0 | 0 | 0 | 0 | 0 | 0 | 0 | 0 | 0 | 0 | 0 | 0 | 0 | 0 | 0 | 0 | 0 | 0 | 0 | 0 | 0 | 0 | 0 | 0 | 0 | 0 | 0 | 0 | 0 | 0 | 0 | 0 | 0 | 0 | 0 | 0 | 0 | 0 | 0 | 0 | 0 | 0 | 0 | 0 | 0 | 0 | 0 | 0 | 0 | 0 | 0 | 0 | 0 | 0 | 0 | 0 | 0 | 0 | 0 | 0 | 0 | 0 | 0 | 0 | 0 | 0 | 0 | 0 | 0 | 0 | 0 | 0 | 0 | 0 | 0 | 0 | 0 | 0 | 0 | 0 | 0 | 0 | 0 | 0 | 0 | 0 | 0 | 0 | 0 | 0 | 0 | 0 | 0 | 0 | 0 | 0 | 0 | 0 | 0 | 0 | 0 | 0 | 0 | 0 | 0 | 0 | 0 | 0 | 0 | 0 | 0 | 0 | 0 | 0 | 0 | 0 | 0 | 0 | 0 | 0 | 0 | 0 | 0 | 0 | 0 | 0 | 0 | 0 | 0 | 0 | 0 | 0 | 0 | 0 | 0 | 0 | 0 | 0 | 0 | 0 | 0 | 0 | 0 | 0 | 0 | 0 | 0
|  | Band table row looked up | # | bar: 1 to 155
|  | E.ON fee on the stack, by band | EUR k/MW |  |  |  | 0 | 0 | 0 | 0 | 0 | 0 | 0 | 0 | 0 | 0 | 0 | 0 | 0 | 0 | 0 | 0 | 0 | 0 | 0 | 0 | 0 | 0 | 0 | 0 | 0 | 0 | 0 | 0 | 0 | 0 | 0 | 0 | 0 | 0 | 0 | 0 | 0 | 0 | 0 | 0 | 0 | 0 | 0 | 0 | 0 | 0 | 0 | 0 | 0 | 0 | 0 | 0 | 0 | 0 | 0 | 0 | 0 | 0 | 0 | 0 | 0 | 0 | 0 | 0 | 0 | 0 | 0 | 0 | 0 | 0 | 0 | 0 | 0 | 0 | 0 | 0 | 0 | 0 | 0 | 0 | 0 | 0 | 0 | 0 | 0 | 0 | 0 | 0 | 0 | 0 | 0 | 0 | 0 | 0 | 0 | 0 | 0 | 0 | 0 | 0 | 0 | 0 | 0 | 0 | 0 | 0 | 0 | 0 | 0 | 0 | 0 | 0 | 0 | 0 | 0 | 0 | 0 | 0 | 0 | 0 | 0 | 0 | 0 | 0 | 0 | 0 | 0 | 0 | 0 | 0 | 0 | 0 | 0 | 0 | 0 | 0 | 0 | 0 | 0 | 0 | 0 | 0 | 0 | 0 | 0 | 0 | 0 | 0 | 0 | 0 | 0 | 0 | 0 | 0 | 0
|  | Guaranteed floor in band years | EUR k/MW |  |  |  | 0 | 0 | 0 | 0 | 0 | 0 | 0 | 0 | 0 | 0 | 0 | 0 | 0 | 0 | 0 | 0 | 0 | 0 | 0 | 0 | 0 | 0 | 0 | 0 | 0 | 0 | 0 | 0 | 0 | 0 | 0 | 0 | 0 | 0 | 0 | 0 | 0 | 0 | 0 | 0 | 0 | 0 | 0 | 0 | 0 | 0 | 0 | 0 | 0 | 0 | 0 | 0 | 0 | 0 | 0 | 0 | 0 | 0 | 0 | 0 | 0 | 0 | 0 | 0 | 0 | 0 | 0 | 0 | 0 | 0 | 0 | 0 | 0 | 0 | 0 | 0 | 0 | 0 | 0 | 0 | 0 | 0 | 0 | 0 | 0 | 0 | 0 | 0 | 0 | 0 | 0 | 0 | 0 | 0 | 0 | 0 | 0 | 0 | 0 | 0 | 0 | 0 | 0 | 0 | 0 | 0 | 0 | 0 | 0 | 0 | 0 | 0 | 0 | 0 | 0 | 0 | 0 | 0 | 0 | 0 | 0 | 0 | 0 | 0 | 0 | 0 | 0 | 0 | 0 | 0 | 0 | 0 | 0 | 0 | 0 | 0 | 0 | 0 | 0 | 0 | 0 | 0 | 0 | 0 | 0 | 0 | 0 | 0 | 0 | 0 | 0 | 0 | 0 | 0 | 0
|  | Owner share of the stack above the fixed fee | % | bar: 1 to 155
|  | Owner BESS revenue per MW-year under the offer | EUR k/MW |  |  |  | 49.7 | 49.7 | 49.7 | 49.7 | 49.7 | 49.7 | 49.7 | 49.7 | 49.7 | 49.7 | 49.7 | 49.7 | 49.7 | 49.7 | 49.7 | 49.7 | 49.7 | 49.7 | 49.7 | 49.7 | 49.7 | 49.7 | 49.7 | 49.7 | 49.7 | 49.7 | 49.7 | 49.7 | 49.7 | 49.7 | 49.7 | 49.7 | 49.7 | 49.7 | 49.7 | 49.7 | 49.7 | 49.7 | 49.7 | 49.7 | 49.7 | 49.7 | 49.7 | 49.7 | 49.7 | 49.7 | 49.7 | 49.7 | 49.7 | 49.7 | 49.7 | 49.7 | 49.7 | 49.7 | 49.7 | 49.7 | 49.7 | 49.7 | 49.7 | 49.7 | 49.7 | 49.7 | 49.7 | 49.7 | 49.7 | 49.7 | 49.7 | 49.7 | 49.7 | 49.7 | 49.7 | 49.7 | 49.7 | 49.7 | 49.7 | 49.7 | 49.7 | 49.7 | 49.7 | 49.7 | 49.7 | 49.7 | 49.7 | 49.7 | 49.7 | 49.7 | 49.7 | 49.7 | 49.7 | 49.7 | 49.7 | 49.7 | 49.7 | 49.7 | 49.7 | 49.7 | 49.7 | 49.7 | 49.7 | 49.7 | 49.7 | 49.7 | 49.7 | 49.7 | 49.7 | 49.7 | 49.7 | 49.7 | 49.7 | 49.7 | 49.7 | 49.7 | 49.7 | 49.7 | 49.7 | 49.7 | 49.7 | 49.7 | 49.7 | 49.7 | 49.7 | 49.7 | 49.7 | 49.7 | 49.7 | 49.7 | 49.7 | 49.7 | 49.7 | 49.7 | 49.7 | 49.7 | 49.7 | 49.7 | 49.7 | 49.7 | 49.7 | 49.7 | 49.7 | 49.7 | 49.7 | 49.7 | 49.7 | 49.7 | 49.7 | 49.7 | 49.7 | 49.7 | 49.7 | 49.7 | 49.7 | 49.7 | 49.7 | 49.7 | 49.7
|  | BESS revenue per MW-year received | EUR k/MW |  |  |  | 0 | 0 | 0 | 0 | 0 | 151.5634 | 151.5634 | 151.5634 | 151.5634 | 49.7 | 49.7 | 49.7 | 49.7 | 49.7 | 49.7 | 49.7 | 49.7 | 49.7 | 49.7 | 49.7 | 49.7 | 115.8066 | 115.8066 | 115.8066 | 115.8066 | 122.8111 | 122.8111 | 122.8111 | 122.8111 | 118.0507 | 118.0507 | 118.0507 | 118.0507 | 117.8641 | 117.8641 | 117.8641 | 117.8641 | 119.1378 | 119.1378 | 119.1378 | 119.1378 | 115.812 | 115.812 | 115.812 | 115.812 | 114.4344 | 114.4344 | 114.4344 | 114.4344 | 113.2777 | 113.2777 | 113.2777 | 113.2777 | 114.8158 | 114.8158 | 114.8158 | 114.8158 | 116.8981 | 116.8981 | 116.8981 | 116.8981 | 116.731 | 116.731 | 116.731 | 116.731 | 120.0134 | 120.0134 | 120.0134 | 120.0134 | 118.885 | 118.885 | 118.885 | 118.885 | 117.9101 | 117.9101 | 117.9101 | 117.9101 | 119.3678 | 119.3678 | 119.3678 | 119.3678 | 119.6911 | 119.6911 | 119.6911 | 119.6911 | 120.4224 | 120.4224 | 120.4224 | 120.4224 | 118.8948 | 118.8948 | 118.8948 | 118.8948 | 159.4301 | 159.4301 | 159.4301 | 159.4301 | 155.4699 | 155.4699 | 155.4699 | 155.4699 | 153.2066 | 153.2066 | 153.2066 | 153.2066 | 150.0514 | 150.0514 | 150.0514 | 150.0514 | 153.4644 | 153.4644 | 153.4644 | 153.4644 | 155.1721 | 155.1721 | 155.1721 | 155.1721 | 154.5505 | 154.5505 | 154.5505 | 154.5505 | 155.3118 | 155.3118 | 155.3118 | 155.3118 | 158.6972 | 158.6972 | 158.6972 | 158.6972 | 165.7208 | 165.7208 | 165.7208 | 165.7208 | 167.8914 | 167.8914 | 167.8914 | 167.8914 | 166.3725 | 166.3725 | 166.3725 | 166.3725 | 169.6999 | 169.6999 | 169.6999 | 169.6999 | 173.0939 | 173.0939 | 173.0939 | 173.0939 | 176.5558 | 176.5558 | 176.5558 | 176.5558 | 180.0869 | 180.0869
x |  | Capacity and energy (annual balance; hourly limits inside Aurora's dispatch)
|  | PV generation after availability and degradation (E: first full year) | MWh | 79028.1664 |  | 2636990.6907 | 0 | 0 | 0 | 0 | 0 | 0 | 0 | 0 | 0 | 0 | 19769.8186 | 19972.1032 | 19956.9841 | 19508.3573 | 19710.5091 | 19912.1869 | 19897.1131 | 19449.8322 | 19651.3776 | 19852.4503 | 19837.4218 | 19391.4827 | 19592.4234 | 19792.893 | 19777.9095 | 19548.1228 | 19533.4854 | 19733.3519 | 19718.4135 | 19275.1497 | 19474.8849 | 19674.1518 | 19659.2582 | 19217.3242 | 19416.4603 | 19615.1294 | 19600.2804 | 19159.6723 | 19358.2109 | 19556.284 | 19541.4796 | 19314.4398 | 19299.9774 | 19497.4546 | 19482.6948 | 19044.7299 | 19242.0775 | 19438.9623 | 19424.2467 | 18987.5957 | 19184.3512 | 19380.6454 | 19365.974 | 18930.6329 | 19126.7982 | 19322.5035 | 19307.876 | 19083.5504 | 19069.2608 | 19264.3774 | 19249.794 | 18817.0646 | 19012.053 | 19206.5842 | 19192.0446 | 18760.6134 | 18955.0169 | 19148.9645 | 19134.4684 | 18704.3316 | 18898.1518 | 19091.5176 | 19077.065 | 18855.421 | 18841.3023 | 19034.0864 | 19019.6773 | 18592.1209 | 18784.7784 | 18976.9841 | 18962.6182 | 18536.3445 | 18728.424 | 18920.0531 | 18905.7304 | 18480.7355 | 18672.2388 | 18863.293 | 18849.0132 | 18630.0187 | 18616.0688 | 18806.5483 | 18792.3115 | 18369.8662 | 18560.2206 | 18750.1287 | 18735.9345 | 18314.7566 | 18504.5399 | 18693.8783 | 18679.7267 | 18259.8123 | 18449.0263 | 18637.7966 | 18623.6876 | 18407.311 | 18393.5278 | 18581.7303 | 18567.6636 | 18150.2684 | 18338.3472 | 18525.9851 | 18511.9607 | 18095.8176 | 18283.3322 | 18470.4071 | 18456.4248 | 18041.5301 | 18228.4822 | 18414.9959 | 18401.0555 | 18187.2656 | 18173.6472 | 18359.5998 | 18345.7013 | 17933.2957 | 18119.1262 | 18304.521 | 18290.6642 | 17879.4958 | 18064.7688 | 18249.6074 | 18235.7922 | 17825.8573 | 18010.5745 | 18194.8586 | 18181.0848 | 17969.8506 | 17956.395 | 18140.1247 | 18126.3924 | 17718.9167 | 17902.5258 | 18085.7043 | 18072.0132 | 17665.76 | 17848.8182 | 18031.4472 | 18017.7972 | 17612.7627 | 0 | 0 | 0 | 0 | 0
|  | Clipped (case table: v3 + fix 5 in A, DC-coupled 0 in B, C) | MWh |  |  | 0 | 0 | 0 | 0 | 0 | 0 | 0 | 0 | 0 | 0 | 0 | 0 | 0 | 0 | 0 | 0 | 0 | 0 | 0 | 0 | 0 | 0 | 0 | 0 | 0 | 0 | 0 | 0 | 0 | 0 | 0 | 0 | 0 | 0 | 0 | 0 | 0 | 0 | 0 | 0 | 0 | 0 | 0 | 0 | 0 | 0 | 0 | 0 | 0 | 0 | 0 | 0 | 0 | 0 | 0 | 0 | 0 | 0 | 0 | 0 | 0 | 0 | 0 | 0 | 0 | 0 | 0 | 0 | 0 | 0 | 0 | 0 | 0 | 0 | 0 | 0 | 0 | 0 | 0 | 0 | 0 | 0 | 0 | 0 | 0 | 0 | 0 | 0 | 0 | 0 | 0 | 0 | 0 | 0 | 0 | 0 | 0 | 0 | 0 | 0 | 0 | 0 | 0 | 0 | 0 | 0 | 0 | 0 | 0 | 0 | 0 | 0 | 0 | 0 | 0 | 0 | 0 | 0 | 0 | 0 | 0 | 0 | 0 | 0 | 0 | 0 | 0 | 0 | 0 | 0 | 0 | 0 | 0 | 0 | 0 | 0 | 0 | 0 | 0 | 0 | 0 | 0 | 0 | 0 | 0 | 0 | 0 | 0 | 0 | 0 | 0 | 0 | 0 | 0 | 0 | 0
|  | Aurora block: charge from PV per MW (E: curve) | MWh | DC 4h |  |  | 0 | 0 | 0 | 0 | 0 | -992.693 | -992.693 | -992.693 | -992.693 | -1020.716 | -1020.716 | -1020.716 | -1020.716 | -1012.6381 | -1012.6381 | -1012.6381 | -1012.6381 | -1008.4149 | -1008.4149 | -1008.4149 | -1008.4149 | -990.2291 | -990.2291 | -990.2291 | -990.2291 | -965.7277 | -965.7277 | -965.7277 | -965.7277 | -971.9878 | -971.9878 | -971.9878 | -971.9878 | -972.8615 | -972.8615 | -972.8615 | -972.8615 | -967.9964 | -967.9964 | -967.9964 | -967.9964 | -946.5485 | -946.5485 | -946.5485 | -946.5485 | -903.1229 | -903.1229 | -903.1229 | -903.1229 | -915.2843 | -915.2843 | -915.2843 | -915.2843 | -884.8901 | -884.8901 | -884.8901 | -884.8901 | -884.9463 | -884.9463 | -884.9463 | -884.9463 | -864.1254 | -864.1254 | -864.1254 | -864.1254 | -842.2233 | -842.2233 | -842.2233 | -842.2233 | -840.9919 | -840.9919 | -840.9919 | -840.9919 | -817.1254 | -817.1254 | -817.1254 | -817.1254 | -792.7673 | -792.7673 | -792.7673 | -792.7673 | -779.2749 | -779.2749 | -779.2749 | -779.2749 | -745.0659 | -745.0659 | -745.0659 | -745.0659 | -713.8381 | -713.8381 | -713.8381 | -713.8381 | -1040.0928 | -1040.0928 | -1040.0928 | -1040.0928 | -993.6577 | -993.6577 | -993.6577 | -993.6577 | -961.9961 | -961.9961 | -961.9961 | -961.9961 | -930.5436 | -930.5436 | -930.5436 | -930.5436 | -926.4061 | -926.4061 | -926.4061 | -926.4061 | -914.0978 | -914.0978 | -914.0978 | -914.0978 | -891.804 | -891.804 | -891.804 | -891.804 | -870.1369 | -870.1369 | -870.1369 | -870.1369 | -864.3226 | -864.3226 | -864.3226 | -864.3226 | -866.7103 | -866.7103 | -866.7103 | -866.7103 | -855.4343 | -855.4343 | -855.4343 | -855.4343 | -841.2945 | -841.2945 | -841.2945 | -841.2945 | -841.2945 | -841.2945 | -841.2945 | -841.2945 | -841.2945 | -841.2945 | -841.2945 | -841.2945 | -841.2945 | -841.2945 | -841.2945 | -841.2945 | -841.2945 | -841.2945
|  | Aurora block: charge from the grid per MW | MWh | DC 4h |  |  | 0 | 0 | 0 | 0 | 0 | -751.2864 | -751.2864 | -751.2864 | -751.2864 | -663.4651 | -663.4651 | -663.4651 | -663.4651 | -620.4226 | -620.4226 | -620.4226 | -620.4226 | -590.1511 | -590.1511 | -590.1511 | -590.1511 | -581.2038 | -581.2038 | -581.2038 | -581.2038 | -575.7633 | -575.7633 | -575.7633 | -575.7633 | -541.5601 | -541.5601 | -541.5601 | -541.5601 | -528.8797 | -528.8797 | -528.8797 | -528.8797 | -511.5346 | -511.5346 | -511.5346 | -511.5346 | -508.937 | -508.937 | -508.937 | -508.937 | -526.8934 | -526.8934 | -526.8934 | -526.8934 | -498.3811 | -498.3811 | -498.3811 | -498.3811 | -514.227 | -514.227 | -514.227 | -514.227 | -503.7885 | -503.7885 | -503.7885 | -503.7885 | -488.2364 | -488.2364 | -488.2364 | -488.2364 | -508.2008 | -508.2008 | -508.2008 | -508.2008 | -499.9489 | -499.9489 | -499.9489 | -499.9489 | -500.0408 | -500.0408 | -500.0408 | -500.0408 | -503.0987 | -503.0987 | -503.0987 | -503.0987 | -497.3492 | -497.3492 | -497.3492 | -497.3492 | -514.4342 | -514.4342 | -514.4342 | -514.4342 | -548.9479 | -548.9479 | -548.9479 | -548.9479 | -707.1955 | -707.1955 | -707.1955 | -707.1955 | -688.1043 | -688.1043 | -688.1043 | -688.1043 | -668.9565 | -668.9565 | -668.9565 | -668.9565 | -681.6947 | -681.6947 | -681.6947 | -681.6947 | -644.5721 | -644.5721 | -644.5721 | -644.5721 | -635.1304 | -635.1304 | -635.1304 | -635.1304 | -635.2884 | -635.2884 | -635.2884 | -635.2884 | -632.3477 | -632.3477 | -632.3477 | -632.3477 | -615.0227 | -615.0227 | -615.0227 | -615.0227 | -586.0777 | -586.0777 | -586.0777 | -586.0777 | -576.8672 | -576.8672 | -576.8672 | -576.8672 | -579.511 | -579.511 | -579.511 | -579.511 | -579.511 | -579.511 | -579.511 | -579.511 | -579.511 | -579.511 | -579.511 | -579.511 | -579.511 | -579.511 | -579.511 | -579.511 | -579.511 | -579.511
|  | Aurora block: discharge per MW | MWh | DC 4h |  |  | 0 | 0 | 0 | 0 | 0 | 1434.7848 | 1434.7848 | 1434.7848 | 1434.7848 | 1384.8003 | 1384.8003 | 1384.8003 | 1384.8003 | 1340.5561 | 1340.5561 | 1340.5561 | 1340.5561 | 1312.7766 | 1312.7766 | 1312.7766 | 1312.7766 | 1288.5815 | 1288.5815 | 1288.5815 | 1288.5815 | 1262.3118 | 1262.3118 | 1262.3118 | 1262.3118 | 1237.8223 | 1237.8223 | 1237.8223 | 1237.8223 | 1225.8242 | 1225.8242 | 1225.8242 | 1225.8242 | 1206.3021 | 1206.3021 | 1206.3021 | 1206.3021 | 1185.803 | 1185.803 | 1185.803 | 1185.803 | 1161.9555 | 1161.9555 | 1161.9555 | 1161.9555 | 1147.4598 | 1147.4598 | 1147.4598 | 1147.4598 | 1133.4 | 1133.4 | 1133.4 | 1133.4 | 1123.9041 | 1123.9041 | 1123.9041 | 1123.9041 | 1092.3891 | 1092.3891 | 1092.3891 | 1092.3891 | 1086.8921 | 1086.8921 | 1086.8921 | 1086.8921 | 1078.267 | 1078.267 | 1078.267 | 1078.267 | 1057.4522 | 1057.4522 | 1057.4522 | 1057.4522 | 1037.6458 | 1037.6458 | 1037.6458 | 1037.6458 | 1022.4241 | 1022.4241 | 1022.4241 | 1022.4241 | 1005.0335 | 1005.0335 | 1005.0335 | 1005.0335 | 1005.285 | 1005.285 | 1005.285 | 1005.285 | 1438.8674 | 1438.8674 | 1438.8674 | 1438.8674 | 1383.0321 | 1383.0321 | 1383.0321 | 1383.0321 | 1339.1729 | 1339.1729 | 1339.1729 | 1339.1729 | 1321.0198 | 1321.0198 | 1321.0198 | 1321.0198 | 1286.6306 | 1286.6306 | 1286.6306 | 1286.6306 | 1266.273 | 1266.273 | 1266.273 | 1266.273 | 1246.2818 | 1246.2818 | 1246.2818 | 1246.2818 | 1224.9121 | 1224.9121 | 1224.9121 | 1224.9121 | 1203.4042 | 1203.4042 | 1203.4042 | 1203.4042 | 1180.6573 | 1180.6573 | 1180.6573 | 1180.6573 | 1163.4895 | 1163.4895 | 1163.4895 | 1163.4895 | 1151.9674 | 1151.9674 | 1151.9674 | 1151.9674 | 1151.9674 | 1151.9674 | 1151.9674 | 1151.9674 | 1151.9674 | 1151.9674 | 1151.9674 | 1151.9674 | 1151.9674 | 1151.9674 | 1151.9674 | 1151.9674 | 1151.9674 | 1151.9674
|  | Aurora block: discharge per MW coverable by PV charging | MWh |  |  |  | 0 | 0 | 0 | 0 | 0 | 853.7159 | 853.7159 | 853.7159 | 853.7159 | 877.8158 | 877.8158 | 877.8158 | 877.8158 | 870.8688 | 870.8688 | 870.8688 | 870.8688 | 867.2368 | 867.2368 | 867.2368 | 867.2368 | 851.597 | 851.597 | 851.597 | 851.597 | 830.5258 | 830.5258 | 830.5258 | 830.5258 | 835.9095 | 835.9095 | 835.9095 | 835.9095 | 836.6609 | 836.6609 | 836.6609 | 836.6609 | 832.4769 | 832.4769 | 832.4769 | 832.4769 | 814.0317 | 814.0317 | 814.0317 | 814.0317 | 776.6857 | 776.6857 | 776.6857 | 776.6857 | 787.1445 | 787.1445 | 787.1445 | 787.1445 | 761.0055 | 761.0055 | 761.0055 | 761.0055 | 761.0538 | 761.0538 | 761.0538 | 761.0538 | 743.1479 | 743.1479 | 743.1479 | 743.1479 | 724.3121 | 724.3121 | 724.3121 | 724.3121 | 723.253 | 723.253 | 723.253 | 723.253 | 702.7278 | 702.7278 | 702.7278 | 702.7278 | 681.7799 | 681.7799 | 681.7799 | 681.7799 | 670.1764 | 670.1764 | 670.1764 | 670.1764 | 640.7567 | 640.7567 | 640.7567 | 640.7567 | 613.9008 | 613.9008 | 613.9008 | 613.9008 | 894.4798 | 894.4798 | 894.4798 | 894.4798 | 854.5456 | 854.5456 | 854.5456 | 854.5456 | 827.3166 | 827.3166 | 827.3166 | 827.3166 | 800.2675 | 800.2675 | 800.2675 | 800.2675 | 796.7093 | 796.7093 | 796.7093 | 796.7093 | 786.1241 | 786.1241 | 786.1241 | 786.1241 | 766.9514 | 766.9514 | 766.9514 | 766.9514 | 748.3178 | 748.3178 | 748.3178 | 748.3178 | 743.3174 | 743.3174 | 743.3174 | 743.3174 | 745.3708 | 745.3708 | 745.3708 | 745.3708 | 735.6735 | 735.6735 | 735.6735 | 735.6735 | 723.5133 | 723.5133 | 723.5133 | 723.5133 | 723.5133 | 723.5133 | 723.5133 | 723.5133 | 723.5133 | 723.5133 | 723.5133 | 723.5133 | 723.5133 | 723.5133 | 723.5133 | 723.5133 | 723.5133 | 723.5133
|  | PV energy sent to the BESS | MWh |  |  | 1572735.834 | 0 | 0 | 0 | 0 | 0 | 0 | 0 | 0 | 0 | 0 | 12723.9938 | 12863.818 | 12863.818 | 12484.5797 | 12623.2972 | 12762.0148 | 12762.0148 | 12432.5125 | 12570.6515 | 12708.7905 | 12708.7905 | 12208.3035 | 12343.9513 | 12479.5991 | 12479.5991 | 12038.5228 | 12038.5228 | 12170.8142 | 12170.8142 | 11983.4112 | 12116.5602 | 12249.7093 | 12249.7093 | 11994.1834 | 12127.4521 | 12260.7208 | 12260.7208 | 11934.2023 | 12066.8046 | 12199.4068 | 12199.4068 | 11799.4397 | 11799.4397 | 11929.1039 | 11929.1039 | 11134.3915 | 11258.107 | 11381.8225 | 11381.8225 | 11284.3269 | 11409.7083 | 11535.0897 | 11535.0897 | 10909.6037 | 11030.8215 | 11152.0394 | 11152.0394 | 11031.522 | 11031.522 | 11152.7475 | 11152.7475 | 10653.6009 | 10771.9743 | 10890.3476 | 10890.3476 | 10383.5752 | 10498.9482 | 10614.3213 | 10614.3213 | 10368.3933 | 10483.5977 | 10598.802 | 10598.802 | 10186.0838 | 10186.0838 | 10298.0187 | 10298.0187 | 9773.8431 | 9882.4413 | 9991.0396 | 9991.0396 | 9607.499 | 9714.249 | 9820.999 | 9820.999 | 9185.7437 | 9287.8075 | 9389.8714 | 9389.8714 | 8898.5296 | 8898.5296 | 8996.3157 | 8996.3157 | 12823.0613 | 12965.5398 | 13108.0182 | 13108.0182 | 12250.5746 | 12386.6921 | 12522.8096 | 12522.8096 | 11860.2258 | 11992.0061 | 12123.7863 | 12123.7863 | 11599.9271 | 11599.9271 | 11727.3988 | 11727.3988 | 11421.4452 | 11548.3501 | 11675.2551 | 11675.2551 | 11269.6994 | 11394.9183 | 11520.1372 | 11520.1372 | 10994.8437 | 11117.0086 | 11239.1736 | 11239.1736 | 10846.9124 | 10846.9124 | 10966.1093 | 10966.1093 | 10656.0321 | 10774.4324 | 10892.8328 | 10892.8328 | 10685.469 | 10804.1964 | 10922.9238 | 10922.9238 | 10546.4503 | 10663.6331 | 10780.8158 | 10780.8158 | 10487.3695 | 10487.3695 | 10602.6154 | 10602.6154 | 10372.1237 | 10487.3695 | 10602.6154 | 10602.6154 | 10372.1237 | 10487.3695 | 10602.6154 | 10602.6154 | 10372.1237 | 0 | 0 | 0 | 0 | 0
|  | PV energy exported directly | MWh |  |  | 1064254.8567 | 0 | 0 | 0 | 0 | 0 | 0 | 0 | 0 | 0 | 0 | 7045.8247 | 7108.2853 | 7093.1661 | 7023.7776 | 7087.2119 | 7150.1721 | 7135.0983 | 7017.3197 | 7080.7261 | 7143.6598 | 7128.6312 | 7183.1792 | 7248.4722 | 7313.2939 | 7298.3104 | 7509.6 | 7494.9626 | 7562.5377 | 7547.5992 | 7291.7384 | 7358.3247 | 7424.4426 | 7409.549 | 7223.1409 | 7289.0082 | 7354.4086 | 7339.5597 | 7225.4699 | 7291.4063 | 7356.8772 | 7342.0728 | 7515.0001 | 7500.5377 | 7568.3508 | 7553.5909 | 7910.3383 | 7983.9704 | 8057.1398 | 8042.4242 | 7703.2688 | 7774.643 | 7845.5557 | 7830.8843 | 8021.0292 | 8095.9766 | 8170.4641 | 8155.8367 | 8052.0284 | 8037.7388 | 8111.6299 | 8097.0464 | 8163.4637 | 8240.0787 | 8316.2366 | 8301.6969 | 8377.0382 | 8456.0686 | 8534.6432 | 8520.1471 | 8335.9383 | 8414.5542 | 8492.7156 | 8478.263 | 8669.3372 | 8655.2185 | 8736.0676 | 8721.6585 | 8818.2778 | 8902.337 | 8985.9445 | 8971.5787 | 8928.8455 | 9014.175 | 9099.0541 | 9084.7314 | 9294.9917 | 9384.4312 | 9473.4216 | 9459.1418 | 9731.4891 | 9717.5392 | 9810.2326 | 9795.9958 | 5546.8049 | 5594.6808 | 5642.1104 | 5627.9163 | 6064.1819 | 6117.8478 | 6171.0686 | 6156.9171 | 6399.5865 | 6457.0203 | 6514.0103 | 6499.9012 | 6807.3839 | 6793.6008 | 6854.3315 | 6840.2649 | 6728.8232 | 6789.9971 | 6850.73 | 6836.7056 | 6826.1182 | 6888.4139 | 6950.27 | 6936.2876 | 7046.6864 | 7111.4736 | 7175.8223 | 7161.8819 | 7340.3532 | 7326.7347 | 7393.4905 | 7379.5921 | 7277.2636 | 7344.6938 | 7411.6882 | 7397.8315 | 7194.0268 | 7260.5724 | 7326.6836 | 7312.8684 | 7279.407 | 7346.9415 | 7414.0428 | 7400.269 | 7482.4811 | 7469.0255 | 7537.5094 | 7523.777 | 7346.793 | 7415.1563 | 7483.089 | 7469.3978 | 7293.6363 | 7361.4487 | 7428.8319 | 7415.1818 | 7240.639 | 0 | 0 | 0 | 0 | 0
|  | BESS discharge (scaled to the charging allowed) | MWh |  |  | 1352552.8173 | 0 | 0 | 0 | 0 | 0 | 0 | 0 | 0 | 0 | 0 | 10942.6347 | 11062.8834 | 11062.8834 | 10736.7385 | 10856.0356 | 10975.3327 | 10975.3327 | 10691.9607 | 10810.7603 | 10929.5598 | 10929.5598 | 10499.141 | 10615.7981 | 10732.4552 | 10732.4552 | 10353.1296 | 10353.1296 | 10466.9002 | 10466.9002 | 10305.7337 | 10420.2418 | 10534.75 | 10534.75 | 10314.9977 | 10429.6088 | 10544.2199 | 10544.2199 | 10263.414 | 10377.4519 | 10491.4899 | 10491.4899 | 10147.5181 | 10147.5181 | 10259.0293 | 10259.0293 | 9575.5767 | 9681.972 | 9788.3673 | 9788.3673 | 9704.5211 | 9812.3491 | 9920.1771 | 9920.1771 | 9382.2592 | 9486.5065 | 9590.7539 | 9590.7539 | 9487.1089 | 9487.1089 | 9591.3629 | 9591.3629 | 9162.0968 | 9263.8979 | 9365.699 | 9365.699 | 8929.8747 | 9029.0955 | 9128.3163 | 9128.3163 | 8916.8182 | 9015.894 | 9114.9697 | 9114.9697 | 8760.032 | 8760.032 | 8856.2961 | 8856.2961 | 8405.505 | 8498.8995 | 8592.294 | 8592.294 | 8262.4492 | 8354.2541 | 8446.0591 | 8446.0591 | 7899.7396 | 7987.5145 | 8075.2894 | 8075.2894 | 7652.7355 | 7652.7355 | 7736.8315 | 7736.8315 | 11027.8327 | 11150.3642 | 11272.8957 | 11272.8957 | 10535.4942 | 10652.5552 | 10769.6163 | 10769.6163 | 10199.7942 | 10313.1252 | 10426.4563 | 10426.4563 | 9975.9373 | 9975.9373 | 10085.563 | 10085.563 | 9822.4429 | 9931.5811 | 10040.7194 | 10040.7194 | 9691.9415 | 9799.6297 | 9907.318 | 9907.318 | 9455.5656 | 9560.6274 | 9665.6893 | 9665.6893 | 9328.3447 | 9328.3447 | 9430.854 | 9430.854 | 9164.1876 | 9266.0119 | 9367.8362 | 9367.8362 | 9189.5033 | 9291.6089 | 9393.7145 | 9393.7145 | 9069.9472 | 9170.7244 | 9271.5016 | 9271.5016 | 9019.1378 | 9019.1378 | 9118.2492 | 9118.2492 | 8920.0264 | 9019.1378 | 9118.2492 | 9118.2492 | 8920.0264 | 9019.1378 | 9118.2492 | 9118.2492 | 8920.0264 | 0 | 0 | 0 | 0 | 0
|  | BESS charge from the grid (within the import allowed) | MWh |  |  | 0 | 0 | 0 | 0 | 0 | 0 | 0 | 0 | 0 | 0 | 0 | 0 | 0 | 0 | 0 | 0 | 0 | 0 | 0 | 0 | 0 | 0 | 0 | 0 | 0 | 0 | 0 | 0 | 0 | 0 | 0 | 0 | 0 | 0 | 0 | 0 | 0 | 0 | 0 | 0 | 0 | 0 | 0 | 0 | 0 | 0 | 0 | 0 | 0 | 0 | 0 | 0 | 0 | 0 | 0 | 0 | 0 | 0 | 0 | 0 | 0 | 0 | 0 | 0 | 0 | 0 | 0 | 0 | 0 | 0 | 0 | 0 | 0 | 0 | 0 | 0 | 0 | 0 | 0 | 0 | 0 | 0 | 0 | 0 | 0 | 0 | 0 | 0 | 0 | 0 | 0 | 0 | 0 | 0 | 0 | 0 | 0 | 0 | 0 | 0 | 0 | 0 | 0 | 0 | 0 | 0 | 0 | 0 | 0 | 0 | 0 | 0 | 0 | 0 | 0 | 0 | 0 | 0 | 0 | 0 | 0 | 0 | 0 | 0 | 0 | 0 | 0 | 0 | 0 | 0 | 0 | 0 | 0 | 0 | 0 | 0 | 0 | 0 | 0 | 0 | 0 | 0 | 0 | 0 | 0 | 0 | 0 | 0 | 0 | 0 | 0 | 0 | 0 | 0 | 0 | 0
|  | Energy exported (E: first full year) | MWh | 71939.6995 |  | 2416807.6739 | 0 | 0 | 0 | 0 | 0 | 0 | 0 | 0 | 0 | 0 | 17988.4594 | 18171.1687 | 18156.0495 | 17760.5161 | 17943.2475 | 18125.5048 | 18110.431 | 17709.2805 | 17891.4864 | 18073.2197 | 18058.1911 | 17682.3202 | 17864.2703 | 18045.7491 | 18030.7656 | 17862.7296 | 17848.0922 | 18029.4379 | 18014.4995 | 17597.4721 | 17778.5665 | 17959.1925 | 17944.2989 | 17538.1386 | 17718.617 | 17898.6285 | 17883.7795 | 17488.8839 | 17668.8583 | 17848.367 | 17833.5626 | 17662.5183 | 17648.0558 | 17827.3801 | 17812.6202 | 17485.9151 | 17665.9425 | 17845.5071 | 17830.7916 | 17407.7899 | 17586.9921 | 17765.7328 | 17751.0614 | 17403.2884 | 17582.4832 | 17761.2179 | 17746.5905 | 17539.1373 | 17524.8477 | 17702.9927 | 17688.4093 | 17325.5605 | 17503.9766 | 17681.9356 | 17667.3959 | 17306.9129 | 17485.1641 | 17662.9595 | 17648.4635 | 17252.7565 | 17430.4481 | 17607.6853 | 17593.2328 | 17429.3693 | 17415.2505 | 17592.3637 | 17577.9547 | 17223.7828 | 17401.2366 | 17578.2386 | 17563.8727 | 17191.2946 | 17368.4292 | 17545.1133 | 17530.7905 | 17194.7314 | 17371.9457 | 17548.711 | 17534.4312 | 17384.2246 | 17370.2747 | 17547.0641 | 17532.8273 | 16574.6376 | 16745.045 | 16915.0061 | 16900.812 | 16599.6761 | 16770.403 | 16940.6849 | 16926.5334 | 16599.3807 | 16770.1455 | 16940.4665 | 16926.3575 | 16783.3212 | 16769.538 | 16939.8945 | 16925.8278 | 16551.266 | 16721.5782 | 16891.4494 | 16877.4249 | 16518.0596 | 16688.0436 | 16857.5879 | 16843.6056 | 16502.252 | 16672.101 | 16841.5116 | 16827.5712 | 16668.6978 | 16655.0794 | 16824.3445 | 16810.446 | 16441.4512 | 16610.7057 | 16779.5244 | 16765.6676 | 16383.5301 | 16552.1813 | 16720.3981 | 16706.5829 | 16349.3543 | 16517.6659 | 16685.5444 | 16671.7706 | 16501.6189 | 16488.1633 | 16655.7586 | 16642.0262 | 16266.8194 | 16434.2941 | 16601.3382 | 16587.6471 | 16213.6627 | 16380.5865 | 16547.0811 | 16533.431 | 16160.6654 | 0 | 0 | 0 | 0 | 0
x |  | Revenue, opex and EBITDA
|  | PV revenue: direct export and energy sent to the BESS (E: first full year) | EUR k | 3222.185 |  | 156655.4813 | 0 | 0 | 0 | 0 | 0 | 0 | 0 | 0 | 0 | 0 | 797.2212 | 805.3239 | 804.6593 | 795.4767 | 803.6732 | 811.8488 | 811.1862 | 717.6201 | 724.9534 | 732.2659 | 731.6053 | 1106.0142 | 1116.9477 | 1127.8371 | 1126.4382 | 1045.3196 | 1044.0221 | 1054.1842 | 1052.86 | 1076.903 | 1087.5814 | 1098.218 | 1096.8897 | 999.1461 | 1009.0237 | 1018.8615 | 1017.5984 | 999.4842 | 1009.374 | 1019.2244 | 1017.9701 | 1026.6706 | 1025.4427 | 1035.4708 | 1034.2175 | 1104.9276 | 1115.9303 | 1126.8917 | 1125.5767 | 1127.0472 | 1138.2852 | 1149.4815 | 1148.1557 | 1125.4734 | 1136.7036 | 1147.8925 | 1146.5767 | 1112.5557 | 1111.2996 | 1122.2427 | 1120.9607 | 1068.3122 | 1078.9718 | 1089.5922 | 1088.343 | 1087.7691 | 1098.6217 | 1109.4343 | 1108.1613 | 1100.995 | 1111.9816 | 1122.9277 | 1121.6412 | 1107.321 | 1106.0649 | 1116.9506 | 1115.6687 | 1160.6995 | 1172.3004 | 1183.8593 | 1182.5222 | 1201.5784 | 1213.6157 | 1225.6104 | 1224.2549 | 1213.7758 | 1225.9341 | 1238.0492 | 1236.6787 | 1175.6914 | 1174.3869 | 1185.9744 | 1184.6431 | 1096.3582 | 1106.9714 | 1117.5337 | 1115.9151 | 1100.03 | 1110.7191 | 1121.3584 | 1119.776 | 1117.831 | 1128.7265 | 1139.5725 | 1137.9991 | 1124.6 | 1123.0794 | 1133.8848 | 1132.3329 | 1134.0777 | 1145.174 | 1156.2214 | 1154.6688 | 1136.5189 | 1147.6487 | 1158.7298 | 1157.1837 | 1148.063 | 1159.3215 | 1170.5315 | 1168.9859 | 1158.5807 | 1157.0937 | 1168.3068 | 1166.7892 | 1175.4242 | 1186.993 | 1198.5135 | 1196.9745 | 1200.8001 | 1212.6504 | 1224.4523 | 1222.9128 | 1253.2927 | 1265.7033 | 1278.0648 | 1276.5015 | 1274.6205 | 1273.0963 | 1285.5466 | 1283.9911 | 1279.6488 | 1292.3341 | 1304.9697 | 1303.3878 | 1298.9771 | 1311.8512 | 1324.6748 | 1323.0661 | 1318.5859 | 0 | 0 | 0 | 0 | 0
|  | Guarantee of origin revenue | EUR k |  |  | 6994.1883 | 0 | 0 | 0 | 0 | 0 | 0 | 0 | 0 | 0 | 0 | 36.7202 | 37.0959 | 37.0678 | 36.9741 | 37.3572 | 37.7395 | 37.7109 | 37.617 | 38.0068 | 38.3957 | 38.3666 | 38.2542 | 38.6506 | 39.0461 | 39.0165 | 39.3345 | 39.3051 | 39.7072 | 39.6772 | 39.5609 | 39.9709 | 40.3798 | 40.3493 | 40.2311 | 40.648 | 41.0639 | 41.0328 | 40.9126 | 41.3366 | 41.7595 | 41.7279 | 42.068 | 42.0365 | 42.4666 | 42.4344 | 42.3101 | 42.7485 | 43.1859 | 43.1533 | 43.0269 | 43.4727 | 43.9175 | 43.8843 | 43.7557 | 44.2091 | 44.6615 | 44.6277 | 44.9914 | 44.9577 | 45.4177 | 45.3833 | 45.2504 | 45.7193 | 46.1871 | 46.1521 | 46.0169 | 46.4938 | 46.9695 | 46.9339 | 46.7964 | 47.2813 | 47.7651 | 47.729 | 48.1179 | 48.0819 | 48.5739 | 48.5371 | 48.3949 | 48.8964 | 49.3967 | 49.3593 | 49.2147 | 49.7247 | 50.2335 | 50.1955 | 50.0484 | 50.5671 | 51.0845 | 51.0458 | 51.4618 | 51.4232 | 51.9494 | 51.9101 | 51.758 | 52.2943 | 52.8294 | 52.7894 | 52.6348 | 53.1802 | 53.7244 | 53.6837 | 53.5264 | 54.0811 | 54.6345 | 54.5931 | 55.038 | 54.9968 | 55.5595 | 55.5174 | 55.3548 | 55.9284 | 56.5007 | 56.4579 | 56.2925 | 56.8758 | 57.4578 | 57.4143 | 57.2461 | 57.8393 | 58.4311 | 58.3869 | 58.8627 | 58.8186 | 59.4205 | 59.3755 | 59.2016 | 59.815 | 60.427 | 60.3813 | 60.2044 | 60.8283 | 61.4507 | 61.4042 | 61.2243 | 61.8587 | 62.4917 | 62.4444 | 62.9532 | 62.9061 | 63.5497 | 63.5016 | 63.3156 | 63.9717 | 64.6263 | 64.5773 | 64.3882 | 65.0554 | 65.721 | 65.6713 | 65.4789 | 0 | 0 | 0 | 0 | 0
|  | BESS revenue (E: first full year) | EUR k | 2485 |  | 227112.5543 | 0 | 0 | 0 | 0 | 0 | 0 | 0 | 0 | 0 | 0 | 619.5479 | 626.3562 | 626.3562 | 612.7397 | 619.5479 | 626.3562 | 626.3562 | 612.7397 | 619.5479 | 626.3562 | 626.3562 | 1427.753 | 1443.6169 | 1459.4809 | 1459.4809 | 1530.9332 | 1530.9332 | 1547.7566 | 1547.7566 | 1455.4199 | 1471.5912 | 1487.7625 | 1487.7625 | 1453.1186 | 1469.2643 | 1485.4101 | 1485.4101 | 1468.8226 | 1485.1429 | 1501.4631 | 1501.4631 | 1443.6833 | 1443.6833 | 1459.5479 | 1459.5479 | 1410.8345 | 1426.5105 | 1442.1864 | 1442.1864 | 1396.5738 | 1412.0913 | 1427.6088 | 1427.6088 | 1415.5369 | 1431.2651 | 1446.9933 | 1446.9933 | 1457.223 | 1457.223 | 1473.2364 | 1473.2364 | 1439.1499 | 1455.1404 | 1471.131 | 1471.131 | 1479.6175 | 1496.0577 | 1512.4979 | 1512.4979 | 1465.7054 | 1481.991 | 1498.2766 | 1498.2766 | 1469.8386 | 1469.8386 | 1485.9907 | 1485.9907 | 1471.6579 | 1488.0096 | 1504.3614 | 1504.3614 | 1475.6441 | 1492.0402 | 1508.4362 | 1508.4362 | 1484.6592 | 1501.1554 | 1517.6516 | 1517.6516 | 1482.1132 | 1482.1132 | 1498.4001 | 1498.4001 | 1965.5763 | 1987.4161 | 2009.2558 | 2009.2558 | 1916.752 | 1938.0493 | 1959.3465 | 1959.3465 | 1888.8482 | 1909.8354 | 1930.8226 | 1930.8226 | 1870.5035 | 1870.5035 | 1891.0585 | 1891.0585 | 1892.0264 | 1913.049 | 1934.0715 | 1934.0715 | 1913.0805 | 1934.337 | 1955.5934 | 1955.5934 | 1905.4174 | 1926.5887 | 1947.76 | 1947.76 | 1936.0785 | 1936.0785 | 1957.3541 | 1957.3541 | 1956.5409 | 1978.2803 | 2000.0196 | 2000.0196 | 2043.1331 | 2065.8345 | 2088.536 | 2088.536 | 2069.8944 | 2092.8932 | 2115.892 | 2115.892 | 2073.9582 | 2073.9582 | 2096.749 | 2096.749 | 2092.1908 | 2115.4374 | 2138.684 | 2138.684 | 2134.0347 | 2157.7462 | 2181.4577 | 2181.4577 | 2176.7154 | 0 | 0 | 0 | 0 | 0
|  | Revenue (E: first full year) | EUR k | 5856.9667 |  | 390762.224 | 0 | 0 | 0 | 0 | 0 | 0 | 0 | 0 | 0 | 0 | 1453.4893 | 1468.776 | 1468.0833 | 1445.1906 | 1460.5784 | 1475.9445 | 1475.2533 | 1367.9768 | 1382.5081 | 1397.0178 | 1396.3281 | 2572.0215 | 2599.2152 | 2626.364 | 2624.9356 | 2615.5873 | 2614.2604 | 2641.648 | 2640.2938 | 2571.8838 | 2599.1434 | 2626.3604 | 2625.0015 | 2492.4958 | 2518.936 | 2545.3355 | 2544.0413 | 2509.2194 | 2535.8534 | 2562.4471 | 2561.1611 | 2512.4218 | 2511.1624 | 2537.4852 | 2536.1999 | 2558.0723 | 2585.1893 | 2612.264 | 2610.9164 | 2566.6479 | 2593.8492 | 2621.0078 | 2619.6488 | 2584.766 | 2612.1778 | 2639.5472 | 2638.1977 | 2614.7701 | 2613.4802 | 2640.8968 | 2639.5804 | 2552.7125 | 2579.8315 | 2606.9102 | 2605.6261 | 2613.4036 | 2641.1732 | 2668.9017 | 2667.5931 | 2613.4968 | 2641.2539 | 2668.9694 | 2667.6468 | 2625.2775 | 2623.9854 | 2651.5151 | 2650.1965 | 2680.7523 | 2709.2064 | 2737.6174 | 2736.2428 | 2726.4372 | 2755.3806 | 2784.2801 | 2782.8866 | 2748.4834 | 2777.6565 | 2806.7853 | 2805.3761 | 2709.2663 | 2707.9233 | 2736.3239 | 2734.9533 | 3113.6925 | 3146.6818 | 3179.6189 | 3177.9603 | 3069.4168 | 3101.9486 | 3134.4293 | 3132.8062 | 3060.2056 | 3092.643 | 3125.0296 | 3123.4148 | 3050.1414 | 3048.5796 | 3080.5027 | 3078.9088 | 3081.459 | 3114.1513 | 3146.7935 | 3145.1982 | 3105.8919 | 3138.8614 | 3171.781 | 3170.1914 | 3110.7265 | 3143.7495 | 3176.7226 | 3175.1329 | 3153.5219 | 3151.9908 | 3185.0813 | 3183.5187 | 3191.1667 | 3225.0883 | 3258.9601 | 3257.3754 | 3304.1376 | 3339.3132 | 3374.439 | 3372.853 | 3384.4114 | 3420.4553 | 3456.4485 | 3454.8379 | 3411.532 | 3409.9607 | 3445.8453 | 3444.2417 | 3435.1552 | 3471.7432 | 3508.28 | 3506.6491 | 3497.3999 | 3534.6528 | 3571.8535 | 3570.195 | 3560.7801 | 0 | 0 | 0 | 0 | 0
|  | Of which contracted (fixed-price PV offer, BESS fixed fee) | EUR k |  |  | 10271.7501 | 0 | 0 | 0 | 0 | 0 | 0 | 0 | 0 | 0 | 0 | 929.2824 | 938.8364 | 938.1717 | 921.505 | 931.1018 | 940.6777 | 940.0151 | 921.2211 | 930.8167 | 940.3915 | 939.7308 | 0 | 0 | 0 | 0 | 0 | 0 | 0 | 0 | 0 | 0 | 0 | 0 | 0 | 0 | 0 | 0 | 0 | 0 | 0 | 0 | 0 | 0 | 0 | 0 | 0 | 0 | 0 | 0 | 0 | 0 | 0 | 0 | 0 | 0 | 0 | 0 | 0 | 0 | 0 | 0 | 0 | 0 | 0 | 0 | 0 | 0 | 0 | 0 | 0 | 0 | 0 | 0 | 0 | 0 | 0 | 0 | 0 | 0 | 0 | 0 | 0 | 0 | 0 | 0 | 0 | 0 | 0 | 0 | 0 | 0 | 0 | 0 | 0 | 0 | 0 | 0 | 0 | 0 | 0 | 0 | 0 | 0 | 0 | 0 | 0 | 0 | 0 | 0 | 0 | 0 | 0 | 0 | 0 | 0 | 0 | 0 | 0 | 0 | 0 | 0 | 0 | 0 | 0 | 0 | 0 | 0 | 0 | 0 | 0 | 0 | 0 | 0 | 0 | 0 | 0 | 0 | 0 | 0 | 0 | 0 | 0 | 0 | 0 | 0 | 0 | 0 | 0 | 0 | 0 | 0 | 0 | 0 | 0 | 0
|  | O&M and MV cable O&M | EUR k |  |  | -67151.408 | 0 | 0 | 0 | 0 | 0 | 0 | 0 | 0 | 0 | 0 | -332.7465 | -336.4031 | -336.4031 | -335.8069 | -339.5381 | -343.2693 | -343.2693 | -342.6739 | -346.4814 | -350.2889 | -350.2889 | -349.5272 | -353.4108 | -357.2945 | -357.2945 | -360.4792 | -360.4792 | -364.4405 | -364.4405 | -363.6481 | -367.6887 | -371.7292 | -371.7292 | -370.9213 | -375.0426 | -379.164 | -379.164 | -378.3396 | -382.5433 | -386.7471 | -386.7471 | -390.1942 | -390.1942 | -394.482 | -394.482 | -393.6245 | -397.9981 | -402.3717 | -402.3717 | -401.497 | -405.958 | -410.4191 | -410.4191 | -409.527 | -414.0773 | -418.6276 | -418.6276 | -422.3589 | -422.3589 | -427.0002 | -427.0002 | -426.072 | -430.8061 | -435.5402 | -435.5402 | -434.5935 | -439.4223 | -444.2511 | -444.2511 | -443.2852 | -448.2106 | -453.1359 | -453.1359 | -457.1747 | -457.1747 | -462.1986 | -462.1986 | -461.1938 | -466.3182 | -471.4426 | -471.4426 | -470.4179 | -475.6448 | -480.8716 | -480.8716 | -479.8262 | -485.1576 | -490.489 | -490.489 | -494.8606 | -494.8606 | -500.2987 | -500.2987 | -499.211 | -504.7578 | -510.3046 | -510.3046 | -509.1954 | -514.8531 | -520.5108 | -520.5108 | -519.3794 | -525.1503 | -530.9212 | -530.9212 | -535.6531 | -535.6531 | -541.5394 | -541.5394 | -540.362 | -546.3661 | -552.3701 | -552.3701 | -551.1693 | -557.2934 | -563.4175 | -563.4175 | -562.1927 | -568.4393 | -574.6858 | -574.6858 | -579.8083 | -579.8083 | -586.1799 | -586.1799 | -584.9055 | -591.4044 | -597.9034 | -597.9034 | -596.6035 | -603.2325 | -609.8614 | -609.8614 | -608.5357 | -615.2972 | -622.0587 | -622.0587 | -627.6031 | -627.6031 | -634.4998 | -634.4998 | -633.1204 | -640.1551 | -647.1898 | -647.1898 | -645.7829 | -652.9582 | -660.1336 | -660.1336 | -658.6985 | 0 | 0 | 0 | 0 | 0
|  | Balancing | EUR k |  |  | -19983.3952 | 0 | 0 | 0 | 0 | 0 | 0 | 0 | 0 | 0 | 0 | -104.9148 | -105.9883 | -105.908 | -105.6403 | -106.735 | -107.8271 | -107.7455 | -107.4771 | -108.5909 | -109.702 | -109.6189 | -109.2978 | -110.4303 | -111.5603 | -111.4758 | -112.3843 | -112.3002 | -113.4492 | -113.3633 | -113.0312 | -114.2025 | -115.371 | -115.2837 | -114.946 | -116.1371 | -117.3254 | -117.2366 | -116.8932 | -118.1044 | -119.3129 | -119.2226 | -120.1941 | -120.1041 | -121.3331 | -121.2412 | -120.886 | -122.1387 | -123.3884 | -123.295 | -122.9339 | -124.2077 | -125.4786 | -125.3836 | -125.0164 | -126.3118 | -127.6043 | -127.5077 | -128.5468 | -128.4505 | -129.7648 | -129.6666 | -129.2868 | -130.6265 | -131.9631 | -131.8632 | -131.4769 | -132.8393 | -134.1985 | -134.0969 | -133.7041 | -135.0896 | -136.4718 | -136.3685 | -137.4798 | -137.3768 | -138.7825 | -138.6774 | -138.2712 | -139.704 | -141.1334 | -141.0266 | -140.6136 | -142.0706 | -143.5243 | -143.4157 | -142.9955 | -144.4773 | -145.9556 | -145.8451 | -147.0336 | -146.9235 | -148.4268 | -148.3145 | -147.88 | -149.4124 | -150.9412 | -150.8269 | -150.3851 | -151.9435 | -153.4981 | -153.3819 | -152.9327 | -154.5174 | -156.0984 | -155.9803 | -157.2514 | -157.1336 | -158.7414 | -158.6212 | -158.1565 | -159.7954 | -161.4304 | -161.3082 | -160.8357 | -162.5023 | -164.1651 | -164.0408 | -163.5603 | -165.2551 | -166.946 | -166.8196 | -168.1792 | -168.0533 | -169.7728 | -169.6443 | -169.1473 | -170.9001 | -172.6487 | -172.518 | -172.0126 | -173.7951 | -175.5734 | -175.4404 | -174.9266 | -176.7392 | -178.5476 | -178.4124 | -179.8663 | -179.7317 | -181.5707 | -181.4332 | -180.9018 | -182.7763 | -184.6465 | -184.5067 | -183.9662 | -185.8725 | -187.7744 | -187.6322 | -187.0826 | 0 | 0 | 0 | 0 | 0
|  | Land lease | EUR k |  |  | -5126.5509 | 0 | 0 | 0 | 0 | 0 | 0 | 0 | 0 | 0 | 0 | -25.4029 | -25.6821 | -25.6821 | -25.6366 | -25.9214 | -26.2063 | -26.2063 | -26.1608 | -26.4515 | -26.7422 | -26.7422 | -26.684 | -26.9805 | -27.277 | -27.277 | -27.5201 | -27.5201 | -27.8225 | -27.8225 | -27.762 | -28.0705 | -28.379 | -28.379 | -28.3173 | -28.6319 | -28.9466 | -28.9466 | -28.8836 | -29.2046 | -29.5255 | -29.5255 | -29.7887 | -29.7887 | -30.116 | -30.116 | -30.0505 | -30.3844 | -30.7183 | -30.7183 | -30.6515 | -30.9921 | -31.3327 | -31.3327 | -31.2646 | -31.612 | -31.9594 | -31.9594 | -32.2442 | -32.2442 | -32.5985 | -32.5985 | -32.5277 | -32.8891 | -33.2505 | -33.2505 | -33.1782 | -33.5469 | -33.9155 | -33.9155 | -33.8418 | -34.2178 | -34.5938 | -34.5938 | -34.9022 | -34.9022 | -35.2857 | -35.2857 | -35.209 | -35.6002 | -35.9914 | -35.9914 | -35.9132 | -36.3122 | -36.7113 | -36.7113 | -36.6314 | -37.0385 | -37.4455 | -37.4455 | -37.7792 | -37.7792 | -38.1944 | -38.1944 | -38.1113 | -38.5348 | -38.9583 | -38.9583 | -38.8736 | -39.3055 | -39.7374 | -39.7374 | -39.6511 | -40.0916 | -40.5322 | -40.5322 | -40.8935 | -40.8935 | -41.3428 | -41.3428 | -41.2529 | -41.7113 | -42.1697 | -42.1697 | -42.078 | -42.5455 | -43.0131 | -43.0131 | -42.9196 | -43.3965 | -43.8733 | -43.8733 | -44.2644 | -44.2644 | -44.7508 | -44.7508 | -44.6535 | -45.1497 | -45.6458 | -45.6458 | -45.5466 | -46.0527 | -46.5587 | -46.5587 | -46.4575 | -46.9737 | -47.4899 | -47.4899 | -47.9132 | -47.9132 | -48.4397 | -48.4397 | -48.3344 | -48.8715 | -49.4085 | -49.4085 | -49.3011 | -49.8489 | -50.3967 | -50.3967 | -50.2871 | 0 | 0 | 0 | 0 | 0
|  | BESS fixed opex | EUR k |  |  | -82238.42 | 0 | 0 | 0 | 0 | 0 | 0 | 0 | 0 | 0 | 0 | -407.5052 | -411.9833 | -411.9833 | -411.2532 | -415.8226 | -420.3921 | -420.3921 | -419.663 | -424.3259 | -428.9888 | -428.9888 | -428.056 | -432.8122 | -437.5684 | -437.5684 | -441.4686 | -441.4686 | -446.3199 | -446.3199 | -445.3495 | -450.2978 | -455.2462 | -455.2462 | -454.2568 | -459.3041 | -464.3513 | -464.3513 | -463.3417 | -468.4899 | -473.6382 | -473.6382 | -477.8597 | -477.8597 | -483.1109 | -483.1109 | -482.0607 | -487.4169 | -492.7731 | -492.7731 | -491.7019 | -497.1653 | -502.6286 | -502.6286 | -501.5361 | -507.1087 | -512.6813 | -512.6813 | -517.251 | -517.251 | -522.9351 | -522.9351 | -521.7982 | -527.596 | -533.3938 | -533.3938 | -532.2343 | -538.148 | -544.0617 | -544.0617 | -542.8787 | -548.9107 | -554.9427 | -554.9427 | -559.8889 | -559.8889 | -566.0415 | -566.0415 | -564.8109 | -571.0866 | -577.3623 | -577.3623 | -576.1074 | -582.5086 | -588.9098 | -588.9098 | -587.6294 | -594.1587 | -600.6879 | -600.6879 | -606.0418 | -606.0418 | -612.7016 | -612.7016 | -611.3695 | -618.1625 | -624.9555 | -624.9555 | -623.5971 | -630.526 | -637.4548 | -637.4548 | -636.0692 | -643.1366 | -650.2041 | -650.2041 | -655.9992 | -655.9992 | -663.208 | -663.208 | -661.766 | -669.119 | -676.4719 | -676.4719 | -675.0014 | -682.5014 | -690.0014 | -690.0014 | -688.5014 | -696.1514 | -703.8014 | -703.8014 | -710.0748 | -710.0748 | -717.8778 | -717.8778 | -716.3171 | -724.2762 | -732.2352 | -732.2352 | -730.6434 | -738.7616 | -746.8799 | -746.8799 | -745.2564 | -753.537 | -761.8176 | -761.8176 | -768.6076 | -768.6076 | -777.0539 | -777.0539 | -775.3646 | -783.9798 | -792.5949 | -792.5949 | -790.8719 | -799.6594 | -808.4468 | -808.4468 | -806.6893 | 0 | 0 | 0 | 0 | 0
|  | Route-to-market and offer fees | EUR k |  |  | 0 | 0 | 0 | 0 | 0 | 0 | 0 | 0 | 0 | 0 | 0 | 0 | 0 | 0 | 0 | 0 | 0 | 0 | 0 | 0 | 0 | 0 | 0 | 0 | 0 | 0 | 0 | 0 | 0 | 0 | 0 | 0 | 0 | 0 | 0 | 0 | 0 | 0 | 0 | 0 | 0 | 0 | 0 | 0 | 0 | 0 | 0 | 0 | 0 | 0 | 0 | 0 | 0 | 0 | 0 | 0 | 0 | 0 | 0 | 0 | 0 | 0 | 0 | 0 | 0 | 0 | 0 | 0 | 0 | 0 | 0 | 0 | 0 | 0 | 0 | 0 | 0 | 0 | 0 | 0 | 0 | 0 | 0 | 0 | 0 | 0 | 0 | 0 | 0 | 0 | 0 | 0 | 0 | 0 | 0 | 0 | 0 | 0 | 0 | 0 | 0 | 0 | 0 | 0 | 0 | 0 | 0 | 0 | 0 | 0 | 0 | 0 | 0 | 0 | 0 | 0 | 0 | 0 | 0 | 0 | 0 | 0 | 0 | 0 | 0 | 0 | 0 | 0 | 0 | 0 | 0 | 0 | 0 | 0 | 0 | 0 | 0 | 0 | 0 | 0 | 0 | 0 | 0 | 0 | 0 | 0 | 0 | 0 | 0 | 0 | 0 | 0 | 0 | 0 | 0 | 0
|  | HIPA and innovation contribution | EUR k |  |  | -8987.5312 | 0 | 0 | 0 | 0 | 0 | 0 | 0 | 0 | 0 | 0 | -33.4303 | -33.7818 | -33.7659 | -33.2394 | -33.5933 | -33.9467 | -33.9308 | -31.4635 | -31.7977 | -32.1314 | -32.1155 | -59.1565 | -59.782 | -60.4064 | -60.3735 | -60.1585 | -60.128 | -60.7579 | -60.7268 | -59.1533 | -59.7803 | -60.4063 | -60.375 | -57.3274 | -57.9355 | -58.5427 | -58.513 | -57.712 | -58.3246 | -58.9363 | -58.9067 | -57.7857 | -57.7567 | -58.3622 | -58.3326 | -58.8357 | -59.4594 | -60.0821 | -60.0511 | -59.0329 | -59.6585 | -60.2832 | -60.2519 | -59.4496 | -60.0801 | -60.7096 | -60.6785 | -60.1397 | -60.11 | -60.7406 | -60.7103 | -58.7124 | -59.3361 | -59.9589 | -59.9294 | -60.1083 | -60.747 | -61.3847 | -61.3546 | -60.1104 | -60.7488 | -61.3863 | -61.3559 | -60.3814 | -60.3517 | -60.9848 | -60.9545 | -61.6573 | -62.3117 | -62.9652 | -62.9336 | -62.7081 | -63.3738 | -64.0384 | -64.0064 | -63.2151 | -63.8861 | -64.5561 | -64.5237 | -62.3131 | -62.2822 | -62.9355 | -62.9039 | -71.6149 | -72.3737 | -73.1312 | -73.0931 | -70.5966 | -71.3448 | -72.0919 | -72.0545 | -70.3847 | -71.1308 | -71.8757 | -71.8385 | -70.1533 | -70.1173 | -70.8516 | -70.8149 | -70.8736 | -71.6255 | -72.3763 | -72.3396 | -71.4355 | -72.1938 | -72.951 | -72.9144 | -71.5467 | -72.3062 | -73.0646 | -73.0281 | -72.531 | -72.4958 | -73.2569 | -73.2209 | -73.3968 | -74.177 | -74.9561 | -74.9196 | -75.9952 | -76.8042 | -77.6121 | -77.5756 | -77.8415 | -78.6705 | -79.4983 | -79.4613 | -78.4652 | -78.4291 | -79.2544 | -79.2176 | -79.0086 | -79.8501 | -80.6904 | -80.6529 | -80.4402 | -81.297 | -82.1526 | -82.1145 | -81.8979 | 0 | 0 | 0 | 0 | 0
|  | EBITDA (E: first full year) | EUR k | 2160.5946 |  | 207274.9187 | 0 | 0 | 0 | 0 | 0 | 0 | 0 | 0 | 0 | 0 | 549.4896 | 554.9374 | 554.3408 | 533.6143 | 538.968 | 544.303 | 543.7093 | 440.5385 | 444.8609 | 449.1646 | 448.5738 | 1599.3 | 1615.7994 | 1632.2575 | 1630.9464 | 1613.5765 | 1612.3643 | 1628.8579 | 1627.6207 | 1562.9396 | 1579.1036 | 1595.2287 | 1593.9884 | 1466.727 | 1481.8847 | 1497.0054 | 1495.8298 | 1464.0493 | 1479.1865 | 1494.2871 | 1493.1211 | 1436.5994 | 1435.4589 | 1450.081 | 1448.9171 | 1472.6149 | 1487.7919 | 1502.9304 | 1501.7072 | 1460.8307 | 1475.8675 | 1490.8655 | 1489.6328 | 1457.9724 | 1472.9879 | 1487.9651 | 1486.7432 | 1454.2294 | 1453.0655 | 1467.8574 | 1466.6696 | 1384.3154 | 1398.5777 | 1412.8037 | 1411.649 | 1421.8124 | 1436.4698 | 1451.0902 | 1449.9132 | 1399.6766 | 1414.0764 | 1428.4388 | 1427.2499 | 1375.4506 | 1374.2912 | 1388.222 | 1387.0387 | 1419.6101 | 1434.1857 | 1448.7224 | 1447.4864 | 1440.6771 | 1455.4706 | 1470.2246 | 1468.9718 | 1438.1858 | 1452.9385 | 1467.6513 | 1466.385 | 1361.2379 | 1360.0359 | 1373.767 | 1372.5403 | 1745.5057 | 1763.4406 | 1781.3282 | 1779.822 | 1676.7691 | 1693.9757 | 1711.1362 | 1709.6667 | 1641.7885 | 1658.6162 | 1675.398 | 1673.9385 | 1590.191 | 1588.7829 | 1604.8195 | 1603.3825 | 1609.0479 | 1625.5341 | 1641.9752 | 1640.5387 | 1605.372 | 1621.825 | 1638.233 | 1636.8042 | 1582.0059 | 1598.201 | 1614.3513 | 1612.9246 | 1578.6642 | 1577.2942 | 1593.2432 | 1591.8451 | 1602.7465 | 1619.181 | 1635.5709 | 1634.1533 | 1683.3363 | 1700.6672 | 1717.9535 | 1716.5369 | 1731.3938 | 1749.2376 | 1767.0363 | 1765.5979 | 1709.0765 | 1707.676 | 1725.0268 | 1723.5975 | 1718.4254 | 1736.1105 | 1753.7498 | 1752.2963 | 1747.0377 | 1765.0167 | 1782.9493 | 1781.4712 | 1776.1246 | 0 | 0 | 0 | 0 | 0
x |  | Development, early works, deposits and guarantees (E: to the exit, F: to COD)
|  | FEP SPV acquisition price / connection rights | EUR k |  |  | -549 | -549 | 0 | 0 | 0 | 0 | 0 | 0 | 0 | 0 | 0 | 0 | 0 | 0 | 0 | 0 | 0 | 0 | 0 | 0 | 0 | 0 | 0 | 0 | 0 | 0 | 0 | 0 | 0 | 0 | 0 | 0 | 0 | 0 | 0 | 0 | 0 | 0 | 0 | 0 | 0 | 0 | 0 | 0 | 0 | 0 | 0 | 0 | 0 | 0 | 0 | 0 | 0 | 0 | 0 | 0 | 0 | 0 | 0 | 0 | 0 | 0 | 0 | 0 | 0 | 0 | 0 | 0 | 0 | 0 | 0 | 0 | 0 | 0 | 0 | 0 | 0 | 0 | 0 | 0 | 0 | 0 | 0 | 0 | 0 | 0 | 0 | 0 | 0 | 0 | 0 | 0 | 0 | 0 | 0 | 0 | 0 | 0 | 0 | 0 | 0 | 0 | 0 | 0 | 0 | 0 | 0 | 0 | 0 | 0 | 0 | 0 | 0 | 0 | 0 | 0 | 0 | 0 | 0 | 0 | 0 | 0 | 0 | 0 | 0 | 0 | 0 | 0 | 0 | 0 | 0 | 0 | 0 | 0 | 0 | 0 | 0 | 0 | 0 | 0 | 0 | 0 | 0 | 0 | 0 | 0 | 0 | 0 | 0 | 0 | 0 | 0 | 0 | 0 | 0 | 0
|  | Transaction costs (FEP) | EUR k |  |  | -200 | -200 | 0 | 0 | 0 | 0 | 0 | 0 | 0 | 0 | 0 | 0 | 0 | 0 | 0 | 0 | 0 | 0 | 0 | 0 | 0 | 0 | 0 | 0 | 0 | 0 | 0 | 0 | 0 | 0 | 0 | 0 | 0 | 0 | 0 | 0 | 0 | 0 | 0 | 0 | 0 | 0 | 0 | 0 | 0 | 0 | 0 | 0 | 0 | 0 | 0 | 0 | 0 | 0 | 0 | 0 | 0 | 0 | 0 | 0 | 0 | 0 | 0 | 0 | 0 | 0 | 0 | 0 | 0 | 0 | 0 | 0 | 0 | 0 | 0 | 0 | 0 | 0 | 0 | 0 | 0 | 0 | 0 | 0 | 0 | 0 | 0 | 0 | 0 | 0 | 0 | 0 | 0 | 0 | 0 | 0 | 0 | 0 | 0 | 0 | 0 | 0 | 0 | 0 | 0 | 0 | 0 | 0 | 0 | 0 | 0 | 0 | 0 | 0 | 0 | 0 | 0 | 0 | 0 | 0 | 0 | 0 | 0 | 0 | 0 | 0 | 0 | 0 | 0 | 0 | 0 | 0 | 0 | 0 | 0 | 0 | 0 | 0 | 0 | 0 | 0 | 0 | 0 | 0 | 0 | 0 | 0 | 0 | 0 | 0 | 0 | 0 | 0 | 0 | 0 | 0
|  | DSA loan to PSH | EUR k |  |  | -945 | -73.9773 | -214.7727 | -217.1591 | -219.5455 | -219.5455 | 0 | 0 | 0 | 0 | 0 | 0 | 0 | 0 | 0 | 0 | 0 | 0 | 0 | 0 | 0 | 0 | 0 | 0 | 0 | 0 | 0 | 0 | 0 | 0 | 0 | 0 | 0 | 0 | 0 | 0 | 0 | 0 | 0 | 0 | 0 | 0 | 0 | 0 | 0 | 0 | 0 | 0 | 0 | 0 | 0 | 0 | 0 | 0 | 0 | 0 | 0 | 0 | 0 | 0 | 0 | 0 | 0 | 0 | 0 | 0 | 0 | 0 | 0 | 0 | 0 | 0 | 0 | 0 | 0 | 0 | 0 | 0 | 0 | 0 | 0 | 0 | 0 | 0 | 0 | 0 | 0 | 0 | 0 | 0 | 0 | 0 | 0 | 0 | 0 | 0 | 0 | 0 | 0 | 0 | 0 | 0 | 0 | 0 | 0 | 0 | 0 | 0 | 0 | 0 | 0 | 0 | 0 | 0 | 0 | 0 | 0 | 0 | 0 | 0 | 0 | 0 | 0 | 0 | 0 | 0 | 0 | 0 | 0 | 0 | 0 | 0 | 0 | 0 | 0 | 0 | 0 | 0 | 0 | 0 | 0 | 0 | 0 | 0 | 0 | 0 | 0 | 0 | 0 | 0 | 0 | 0 | 0 | 0 | 0 | 0
|  | Early works paid in development (lines in scope) | EUR k | -785 |  | -785 | -150 | -175 | -460 | 0 | 0 | 0 | 0 | 0 | 0 | 0 | 0 | 0 | 0 | 0 | 0 | 0 | 0 | 0 | 0 | 0 | 0 | 0 | 0 | 0 | 0 | 0 | 0 | 0 | 0 | 0 | 0 | 0 | 0 | 0 | 0 | 0 | 0 | 0 | 0 | 0 | 0 | 0 | 0 | 0 | 0 | 0 | 0 | 0 | 0 | 0 | 0 | 0 | 0 | 0 | 0 | 0 | 0 | 0 | 0 | 0 | 0 | 0 | 0 | 0 | 0 | 0 | 0 | 0 | 0 | 0 | 0 | 0 | 0 | 0 | 0 | 0 | 0 | 0 | 0 | 0 | 0 | 0 | 0 | 0 | 0 | 0 | 0 | 0 | 0 | 0 | 0 | 0 | 0 | 0 | 0 | 0 | 0 | 0 | 0 | 0 | 0 | 0 | 0 | 0 | 0 | 0 | 0 | 0 | 0 | 0 | 0 | 0 | 0 | 0 | 0 | 0 | 0 | 0 | 0 | 0 | 0 | 0 | 0 | 0 | 0 | 0 | 0 | 0 | 0 | 0 | 0 | 0 | 0 | 0 | 0 | 0 | 0 | 0 | 0 | 0 | 0 | 0 | 0 | 0 | 0 | 0 | 0 | 0 | 0 | 0 | 0 | 0 | 0 | 0 | 0
|  | Early works outside the scope, paid at NTP | EUR k |  |  | -725 | 0 | 0 | 0 | 0 | 0 | 0 | -725 | 0 | 0 | 0 | 0 | 0 | 0 | 0 | 0 | 0 | 0 | 0 | 0 | 0 | 0 | 0 | 0 | 0 | 0 | 0 | 0 | 0 | 0 | 0 | 0 | 0 | 0 | 0 | 0 | 0 | 0 | 0 | 0 | 0 | 0 | 0 | 0 | 0 | 0 | 0 | 0 | 0 | 0 | 0 | 0 | 0 | 0 | 0 | 0 | 0 | 0 | 0 | 0 | 0 | 0 | 0 | 0 | 0 | 0 | 0 | 0 | 0 | 0 | 0 | 0 | 0 | 0 | 0 | 0 | 0 | 0 | 0 | 0 | 0 | 0 | 0 | 0 | 0 | 0 | 0 | 0 | 0 | 0 | 0 | 0 | 0 | 0 | 0 | 0 | 0 | 0 | 0 | 0 | 0 | 0 | 0 | 0 | 0 | 0 | 0 | 0 | 0 | 0 | 0 | 0 | 0 | 0 | 0 | 0 | 0 | 0 | 0 | 0 | 0 | 0 | 0 | 0 | 0 | 0 | 0 | 0 | 0 | 0 | 0 | 0 | 0 | 0 | 0 | 0 | 0 | 0 | 0 | 0 | 0 | 0 | 0 | 0 | 0 | 0 | 0 | 0 | 0 | 0 | 0 | 0 | 0 | 0 | 0 | 0
|  | Pre-RtB development costs | EUR k |  |  | -3182 | 0 | 0 | 0 | 0 | -1608.4835 | -1573.5165 | 0 | 0 | 0 | 0 | 0 | 0 | 0 | 0 | 0 | 0 | 0 | 0 | 0 | 0 | 0 | 0 | 0 | 0 | 0 | 0 | 0 | 0 | 0 | 0 | 0 | 0 | 0 | 0 | 0 | 0 | 0 | 0 | 0 | 0 | 0 | 0 | 0 | 0 | 0 | 0 | 0 | 0 | 0 | 0 | 0 | 0 | 0 | 0 | 0 | 0 | 0 | 0 | 0 | 0 | 0 | 0 | 0 | 0 | 0 | 0 | 0 | 0 | 0 | 0 | 0 | 0 | 0 | 0 | 0 | 0 | 0 | 0 | 0 | 0 | 0 | 0 | 0 | 0 | 0 | 0 | 0 | 0 | 0 | 0 | 0 | 0 | 0 | 0 | 0 | 0 | 0 | 0 | 0 | 0 | 0 | 0 | 0 | 0 | 0 | 0 | 0 | 0 | 0 | 0 | 0 | 0 | 0 | 0 | 0 | 0 | 0 | 0 | 0 | 0 | 0 | 0 | 0 | 0 | 0 | 0 | 0 | 0 | 0 | 0 | 0 | 0 | 0 | 0 | 0 | 0 | 0 | 0 | 0 | 0 | 0 | 0 | 0 | 0 | 0 | 0 | 0 | 0 | 0 | 0 | 0 | 0 | 0 | 0 | 0
|  | Cash deposits paid | EUR k |  |  | -1776.375 | -1776.375 | 0 | 0 | 0 | 0 | 0 | 0 | 0 | 0 | 0 | 0 | 0 | 0 | 0 | 0 | 0 | 0 | 0 | 0 | 0 | 0 | 0 | 0 | 0 | 0 | 0 | 0 | 0 | 0 | 0 | 0 | 0 | 0 | 0 | 0 | 0 | 0 | 0 | 0 | 0 | 0 | 0 | 0 | 0 | 0 | 0 | 0 | 0 | 0 | 0 | 0 | 0 | 0 | 0 | 0 | 0 | 0 | 0 | 0 | 0 | 0 | 0 | 0 | 0 | 0 | 0 | 0 | 0 | 0 | 0 | 0 | 0 | 0 | 0 | 0 | 0 | 0 | 0 | 0 | 0 | 0 | 0 | 0 | 0 | 0 | 0 | 0 | 0 | 0 | 0 | 0 | 0 | 0 | 0 | 0 | 0 | 0 | 0 | 0 | 0 | 0 | 0 | 0 | 0 | 0 | 0 | 0 | 0 | 0 | 0 | 0 | 0 | 0 | 0 | 0 | 0 | 0 | 0 | 0 | 0 | 0 | 0 | 0 | 0 | 0 | 0 | 0 | 0 | 0 | 0 | 0 | 0 | 0 | 0 | 0 | 0 | 0 | 0 | 0 | 0 | 0 | 0 | 0 | 0 | 0 | 0 | 0 | 0 | 0 | 0 | 0 | 0 | 0 | 0 | 0
|  | Cash deposits released on their date (E: outstanding until exit or COD) | EUR k | 562.5 |  | 1213.875 | 0 | 1213.875 | 0 | 0 | 0 | 0 | 0 | 0 | 0 | 0 | 0 | 0 | 0 | 0 | 0 | 0 | 0 | 0 | 0 | 0 | 0 | 0 | 0 | 0 | 0 | 0 | 0 | 0 | 0 | 0 | 0 | 0 | 0 | 0 | 0 | 0 | 0 | 0 | 0 | 0 | 0 | 0 | 0 | 0 | 0 | 0 | 0 | 0 | 0 | 0 | 0 | 0 | 0 | 0 | 0 | 0 | 0 | 0 | 0 | 0 | 0 | 0 | 0 | 0 | 0 | 0 | 0 | 0 | 0 | 0 | 0 | 0 | 0 | 0 | 0 | 0 | 0 | 0 | 0 | 0 | 0 | 0 | 0 | 0 | 0 | 0 | 0 | 0 | 0 | 0 | 0 | 0 | 0 | 0 | 0 | 0 | 0 | 0 | 0 | 0 | 0 | 0 | 0 | 0 | 0 | 0 | 0 | 0 | 0 | 0 | 0 | 0 | 0 | 0 | 0 | 0 | 0 | 0 | 0 | 0 | 0 | 0 | 0 | 0 | 0 | 0 | 0 | 0 | 0 | 0 | 0 | 0 | 0 | 0 | 0 | 0 | 0 | 0 | 0 | 0 | 0 | 0 | 0 | 0 | 0 | 0 | 0 | 0 | 0 | 0 | 0 | 0 | 0 | 0 | 0
|  | Cash deposits released at COD (hold routes) | EUR k |  |  | 562.5 | 0 | 0 | 0 | 0 | 0 | 0 | 0 | 0 | 0 | 562.5 | 0 | 0 | 0 | 0 | 0 | 0 | 0 | 0 | 0 | 0 | 0 | 0 | 0 | 0 | 0 | 0 | 0 | 0 | 0 | 0 | 0 | 0 | 0 | 0 | 0 | 0 | 0 | 0 | 0 | 0 | 0 | 0 | 0 | 0 | 0 | 0 | 0 | 0 | 0 | 0 | 0 | 0 | 0 | 0 | 0 | 0 | 0 | 0 | 0 | 0 | 0 | 0 | 0 | 0 | 0 | 0 | 0 | 0 | 0 | 0 | 0 | 0 | 0 | 0 | 0 | 0 | 0 | 0 | 0 | 0 | 0 | 0 | 0 | 0 | 0 | 0 | 0 | 0 | 0 | 0 | 0 | 0 | 0 | 0 | 0 | 0 | 0 | 0 | 0 | 0 | 0 | 0 | 0 | 0 | 0 | 0 | 0 | 0 | 0 | 0 | 0 | 0 | 0 | 0 | 0 | 0 | 0 | 0 | 0 | 0 | 0 | 0 | 0 | 0 | 0 | 0 | 0 | 0 | 0 | 0 | 0 | 0 | 0 | 0 | 0 | 0 | 0 | 0 | 0 | 0 | 0 | 0 | 0 | 0 | 0 | 0 | 0 | 0 | 0 | 0 | 0 | 0 | 0 | 0 | 0
|  | Guarantees outstanding, dated release (E: all-in rate) | EUR k | 3.62% |  |  | 0 | 0 | 0 | 0 | 0 | 0 | 0 | 0 | 0 | 0 | 0 | 0 | 0 | 0 | 0 | 0 | 0 | 0 | 0 | 0 | 0 | 0 | 0 | 0 | 0 | 0 | 0 | 0 | 0 | 0 | 0 | 0 | 0 | 0 | 0 | 0 | 0 | 0 | 0 | 0 | 0 | 0 | 0 | 0 | 0 | 0 | 0 | 0 | 0 | 0 | 0 | 0 | 0 | 0 | 0 | 0 | 0 | 0 | 0 | 0 | 0 | 0 | 0 | 0 | 0 | 0 | 0 | 0 | 0 | 0 | 0 | 0 | 0 | 0 | 0 | 0 | 0 | 0 | 0 | 0 | 0 | 0 | 0 | 0 | 0 | 0 | 0 | 0 | 0 | 0 | 0 | 0 | 0 | 0 | 0 | 0 | 0 | 0 | 0 | 0 | 0 | 0 | 0 | 0 | 0 | 0 | 0 | 0 | 0 | 0 | 0 | 0 | 0 | 0 | 0 | 0 | 0 | 0 | 0 | 0 | 0 | 0 | 0 | 0 | 0 | 0 | 0 | 0 | 0 | 0 | 0 | 0 | 0 | 0 | 0 | 0 | 0 | 0 | 0 | 0 | 0 | 0 | 0 | 0 | 0 | 0 | 0 | 0 | 0 | 0 | 0 | 0 | 0 | 0 | 0
|  | Guarantees outstanding, released at the exit or COD | EUR k |  |  |  | 0 | 606.9375 | 809.25 | 809.25 | 809.25 | 809.25 | 809.25 | 809.25 | 809.25 | 809.25 | 809.25 | 809.25 | 809.25 | 809.25 | 809.25 | 809.25 | 809.25 | 809.25 | 809.25 | 809.25 | 809.25 | 809.25 | 809.25 | 809.25 | 809.25 | 809.25 | 809.25 | 809.25 | 809.25 | 809.25 | 809.25 | 809.25 | 809.25 | 809.25 | 809.25 | 809.25 | 809.25 | 809.25 | 809.25 | 809.25 | 809.25 | 809.25 | 809.25 | 809.25 | 809.25 | 809.25 | 809.25 | 809.25 | 809.25 | 809.25 | 809.25 | 809.25 | 809.25 | 809.25 | 809.25 | 809.25 | 809.25 | 809.25 | 809.25 | 809.25 | 809.25 | 809.25 | 809.25 | 809.25 | 809.25 | 809.25 | 809.25 | 809.25 | 809.25 | 809.25 | 809.25 | 809.25 | 809.25 | 809.25 | 809.25 | 809.25 | 809.25 | 809.25 | 809.25 | 809.25 | 809.25 | 809.25 | 809.25 | 809.25 | 809.25 | 809.25 | 809.25 | 809.25 | 809.25 | 809.25 | 809.25 | 809.25 | 809.25 | 809.25 | 809.25 | 809.25 | 809.25 | 809.25 | 809.25 | 809.25 | 809.25 | 809.25 | 809.25 | 809.25 | 809.25 | 809.25 | 809.25 | 809.25 | 809.25 | 809.25 | 809.25 | 809.25 | 809.25 | 809.25 | 809.25 | 809.25 | 809.25 | 809.25 | 809.25 | 809.25 | 809.25 | 809.25 | 809.25 | 809.25 | 809.25 | 809.25 | 809.25 | 809.25 | 809.25 | 809.25 | 809.25 | 809.25 | 809.25 | 809.25 | 809.25 | 809.25 | 809.25 | 809.25 | 809.25 | 809.25 | 809.25 | 809.25 | 809.25 | 809.25 | 809.25 | 809.25 | 809.25 | 809.25 | 809.25 | 809.25 | 809.25 | 809.25 | 809.25 | 809.25 | 809.25
|  | Guarantee fees, hold routes (to COD) | EUR k | -34.7124 | -64.0875 | -64.0875 | 0 | -5.4175 | -7.3036 | -7.3839 | -7.3839 | -7.2234 | -7.3036 | -7.3839 | -7.3839 | -7.3036 | 0 | 0 | 0 | 0 | 0 | 0 | 0 | 0 | 0 | 0 | 0 | 0 | 0 | 0 | 0 | 0 | 0 | 0 | 0 | 0 | 0 | 0 | 0 | 0 | 0 | 0 | 0 | 0 | 0 | 0 | 0 | 0 | 0 | 0 | 0 | 0 | 0 | 0 | 0 | 0 | 0 | 0 | 0 | 0 | 0 | 0 | 0 | 0 | 0 | 0 | 0 | 0 | 0 | 0 | 0 | 0 | 0 | 0 | 0 | 0 | 0 | 0 | 0 | 0 | 0 | 0 | 0 | 0 | 0 | 0 | 0 | 0 | 0 | 0 | 0 | 0 | 0 | 0 | 0 | 0 | 0 | 0 | 0 | 0 | 0 | 0 | 0 | 0 | 0 | 0 | 0 | 0 | 0 | 0 | 0 | 0 | 0 | 0 | 0 | 0 | 0 | 0 | 0 | 0 | 0 | 0 | 0 | 0 | 0 | 0 | 0 | 0 | 0 | 0 | 0 | 0 | 0 | 0 | 0 | 0 | 0 | 0 | 0 | 0 | 0 | 0 | 0 | 0 | 0 | 0 | 0 | 0 | 0 | 0 | 0 | 0 | 0 | 0 | 0 | 0 | 0 | 0 | 0 | 0 | 0
|  | Guarantee fees, RtB route (to the exit period) | EUR k |  |  | -34.7124 | 0 | -5.4175 | -7.3036 | -7.3839 | -7.3839 | -7.2234 | 0 | 0 | 0 | 0 | 0 | 0 | 0 | 0 | 0 | 0 | 0 | 0 | 0 | 0 | 0 | 0 | 0 | 0 | 0 | 0 | 0 | 0 | 0 | 0 | 0 | 0 | 0 | 0 | 0 | 0 | 0 | 0 | 0 | 0 | 0 | 0 | 0 | 0 | 0 | 0 | 0 | 0 | 0 | 0 | 0 | 0 | 0 | 0 | 0 | 0 | 0 | 0 | 0 | 0 | 0 | 0 | 0 | 0 | 0 | 0 | 0 | 0 | 0 | 0 | 0 | 0 | 0 | 0 | 0 | 0 | 0 | 0 | 0 | 0 | 0 | 0 | 0 | 0 | 0 | 0 | 0 | 0 | 0 | 0 | 0 | 0 | 0 | 0 | 0 | 0 | 0 | 0 | 0 | 0 | 0 | 0 | 0 | 0 | 0 | 0 | 0 | 0 | 0 | 0 | 0 | 0 | 0 | 0 | 0 | 0 | 0 | 0 | 0 | 0 | 0 | 0 | 0 | 0 | 0 | 0 | 0 | 0 | 0 | 0 | 0 | 0 | 0 | 0 | 0 | 0 | 0 | 0 | 0 | 0 | 0 | 0 | 0 | 0 | 0 | 0 | 0 | 0 | 0 | 0 | 0 | 0 | 0 | 0 | 0
x |  | Construction
|  | Remaining construction capex (E: total incl. early works, F: of which BESS) | EUR k | 57870 | 22000 | -56360 | 0 | 0 | 0 | 0 | 0 | 0 | 0 | -18854.9818 | -18854.9818 | -18650.0364 | 0 | 0 | 0 | 0 | 0 | 0 | 0 | 0 | 0 | 0 | 0 | 0 | 0 | 0 | 0 | 0 | 0 | 0 | 0 | 0 | 0 | 0 | 0 | 0 | 0 | 0 | 0 | 0 | 0 | 0 | 0 | 0 | 0 | 0 | 0 | 0 | 0 | 0 | 0 | 0 | 0 | 0 | 0 | 0 | 0 | 0 | 0 | 0 | 0 | 0 | 0 | 0 | 0 | 0 | 0 | 0 | 0 | 0 | 0 | 0 | 0 | 0 | 0 | 0 | 0 | 0 | 0 | 0 | 0 | 0 | 0 | 0 | 0 | 0 | 0 | 0 | 0 | 0 | 0 | 0 | 0 | 0 | 0 | 0 | 0 | 0 | 0 | 0 | 0 | 0 | 0 | 0 | 0 | 0 | 0 | 0 | 0 | 0 | 0 | 0 | 0 | 0 | 0 | 0 | 0 | 0 | 0 | 0 | 0 | 0 | 0 | 0 | 0 | 0 | 0 | 0 | 0 | 0 | 0 | 0 | 0 | 0 | 0 | 0 | 0 | 0 | 0 | 0 | 0 | 0 | 0 | 0 | 0 | 0 | 0 | 0 | 0 | 0 | 0 | 0 | 0 | 0 | 0 | 0 | 0
|  | BESS augmentation (Q1 of the year; indexed with fix 7) | EUR k |  |  | -34726.098 | 0 | 0 | 0 | 0 | 0 | 0 | 0 | 0 | 0 | 0 | 0 | 0 | 0 | 0 | 0 | 0 | 0 | 0 | 0 | 0 | 0 | 0 | 0 | 0 | 0 | 0 | 0 | 0 | 0 | 0 | 0 | 0 | 0 | 0 | 0 | 0 | 0 | 0 | 0 | 0 | 0 | 0 | 0 | 0 | 0 | 0 | 0 | 0 | 0 | 0 | 0 | 0 | 0 | 0 | 0 | 0 | 0 | 0 | 0 | 0 | 0 | 0 | 0 | 0 | 0 | 0 | 0 | 0 | 0 | 0 | 0 | 0 | 0 | 0 | 0 | 0 | 0 | 0 | 0 | 0 | 0 | 0 | 0 | 0 | 0 | 0 | 0 | 0 | 0 | -34726.098 | 0 | 0 | 0 | 0 | 0 | 0 | 0 | 0 | 0 | 0 | 0 | 0 | 0 | 0 | 0 | 0 | 0 | 0 | 0 | 0 | 0 | 0 | 0 | 0 | 0 | 0 | 0 | 0 | 0 | 0 | 0 | 0 | 0 | 0 | 0 | 0 | 0 | 0 | 0 | 0 | 0 | 0 | 0 | 0 | 0 | 0 | 0 | 0 | 0 | 0 | 0 | 0 | 0 | 0 | 0 | 0 | 0 | 0 | 0 | 0 | 0 | 0 | 0 | 0 | 0
|  | Construction cost (E: compounded to COD at the debt rate) | EUR k | -57822.5367 |  | -57085 | 0 | 0 | 0 | 0 | 0 | 0 | -725 | -18854.9818 | -18854.9818 | -18650.0364 | 0 | 0 | 0 | 0 | 0 | 0 | 0 | 0 | 0 | 0 | 0 | 0 | 0 | 0 | 0 | 0 | 0 | 0 | 0 | 0 | 0 | 0 | 0 | 0 | 0 | 0 | 0 | 0 | 0 | 0 | 0 | 0 | 0 | 0 | 0 | 0 | 0 | 0 | 0 | 0 | 0 | 0 | 0 | 0 | 0 | 0 | 0 | 0 | 0 | 0 | 0 | 0 | 0 | 0 | 0 | 0 | 0 | 0 | 0 | 0 | 0 | 0 | 0 | 0 | 0 | 0 | 0 | 0 | 0 | 0 | 0 | 0 | 0 | 0 | 0 | 0 | 0 | 0 | 0 | 0 | 0 | 0 | 0 | 0 | 0 | 0 | 0 | 0 | 0 | 0 | 0 | 0 | 0 | 0 | 0 | 0 | 0 | 0 | 0 | 0 | 0 | 0 | 0 | 0 | 0 | 0 | 0 | 0 | 0 | 0 | 0 | 0 | 0 | 0 | 0 | 0 | 0 | 0 | 0 | 0 | 0 | 0 | 0 | 0 | 0 | 0 | 0 | 0 | 0 | 0 | 0 | 0 | 0 | 0 | 0 | 0 | 0 | 0 | 0 | 0 | 0 | 0 | 0 | 0 | 0
x |  | Debt sizing on CFADS
|  | Corporate income tax – paste (macro) | EUR k |  |  |  | 0 | 0 | 0 | 0 | 0 | 0 | 0 | 0 | 0 | 0 | 0 | 0 | 0 | 0 | 0 | 0 | 0 | 0 | 0 | 0 | 0 | -26.0363 | -26.4574 | -26.8779 | -26.9299 | -26.6904 | -26.7496 | -54.3546 | -54.4766 | -50.6103 | -51.4448 | -52.2788 | -52.4124 | -42.9259 | -43.6821 | -44.438 | -44.5899 | -43.7094 | -44.4765 | -45.2436 | -45.4095 | -41.4561 | -41.6311 | -42.3687 | -42.5486 | -46.6884 | -47.4866 | -48.2851 | -48.4741 | -46.8169 | -96.9548 | -98.2978 | -98.5012 | -96.6045 | -97.9609 | -99.3179 | -99.5383 | -97.2638 | -97.4977 | -98.8546 | -99.0949 | -92.669 | -93.9913 | -95.3148 | -95.5757 | -97.4943 | -98.8703 | -100.2476 | -100.5251 | -97.0266 | -98.3984 | -99.3738 | -99.2668 | -94.9221 | -94.8178 | -95.7543 | -95.6478 | -99.2137 | -100.2083 | -101.1993 | -101.0881 | -101.1097 | -102.1239 | -103.1345 | -103.0218 | -100.8855 | -101.896 | -102.9029 | -102.789 | -93.643 | -15.6578 | -15.7206 | -15.6102 | -51.5231 | -51.9642 | -52.4011 | -52.2655 | -45.3368 | -45.7124 | -46.0838 | -45.9515 | -42.1886 | -42.53 | -42.8674 | -42.736 | -36.3718 | -36.245 | -36.5153 | -36.386 | -39.2419 | -39.5526 | -39.8593 | -39.73 | -38.9111 | -39.2188 | -39.5225 | -39.3939 | -36.8081 | -37.0927 | -37.3732 | -37.2447 | -35.3343 | -35.211 | -35.4734 | -35.3476 | -38.6748 | -38.9809 | -39.2829 | -39.1553 | -45.9279 | -153.06 | -154.6158 | -154.4883 | -155.8254 | -157.4314 | -159.0333 | -158.9038 | -153.8169 | -153.6908 | -155.2524 | -155.1238 | -154.6583 | -156.2499 | -157.8375 | -157.7067 | -157.2334 | -158.8515 | -160.4654 | -160.3324 | -159.8512 | 0 | 0 | 0 | 0 | 0
|  | CFADS (EBITDA less tax, after COD) | EUR k |  |  | 197400.5392 | 0 | 0 | 0 | 0 | 0 | 0 | 0 | 0 | 0 | 0 | 549.4896 | 554.9374 | 554.3408 | 533.6143 | 538.968 | 544.303 | 543.7093 | 440.5385 | 444.8609 | 449.1646 | 448.5738 | 1573.2636 | 1589.342 | 1605.3796 | 1604.0165 | 1586.8861 | 1585.6147 | 1574.5033 | 1573.1441 | 1512.3293 | 1527.6588 | 1542.9499 | 1541.576 | 1423.801 | 1438.2026 | 1452.5674 | 1451.2399 | 1420.3399 | 1434.7101 | 1449.0435 | 1447.7116 | 1395.1433 | 1393.8278 | 1407.7123 | 1406.3685 | 1425.9265 | 1440.3052 | 1454.6453 | 1453.2331 | 1414.0138 | 1378.9127 | 1392.5677 | 1391.1316 | 1361.3678 | 1375.027 | 1388.6472 | 1387.2049 | 1356.9657 | 1355.5678 | 1369.0028 | 1367.5747 | 1291.6464 | 1304.5864 | 1317.4889 | 1316.0733 | 1324.3181 | 1337.5995 | 1350.8425 | 1349.3881 | 1302.6501 | 1315.678 | 1329.065 | 1327.9831 | 1280.5285 | 1279.4734 | 1292.4677 | 1291.3909 | 1320.3964 | 1333.9774 | 1347.5231 | 1346.3983 | 1339.5674 | 1353.3467 | 1367.0901 | 1365.9501 | 1337.3003 | 1351.0425 | 1364.7484 | 1363.5961 | 1267.595 | 1344.3781 | 1358.0465 | 1356.9301 | 1693.9826 | 1711.4764 | 1728.9271 | 1727.5565 | 1631.4323 | 1648.2634 | 1665.0524 | 1663.7151 | 1599.6 | 1616.0862 | 1632.5307 | 1631.2025 | 1553.8193 | 1552.5379 | 1568.3042 | 1566.9965 | 1569.806 | 1585.9815 | 1602.1159 | 1600.8087 | 1566.461 | 1582.6062 | 1598.7105 | 1597.4103 | 1545.1978 | 1561.1084 | 1576.9782 | 1575.6798 | 1543.3298 | 1542.0832 | 1557.7697 | 1556.4975 | 1564.0717 | 1580.2001 | 1596.288 | 1594.998 | 1637.4084 | 1547.6071 | 1563.3377 | 1562.0486 | 1575.5683 | 1591.8062 | 1608.003 | 1606.6941 | 1555.2597 | 1553.9852 | 1569.7744 | 1568.4737 | 1563.7672 | 1579.8605 | 1595.9123 | 1594.5896 | 1589.8043 | 1606.1652 | 1622.4839 | 1621.1388 | 1616.2734 | 0 | 0 | 0 | 0 | 0
|  | 1 ÷ target DSCR, weighted by contracted and merchant revenue | factor |  |  |  | 0 | 0 | 0 | 0 | 0 | 0 | 0 | 0 | 0 | 0 | 0.79994 | 0.79993 | 0.79991 | 0.79978 | 0.79977 | 0.79975 | 0.79974 | 0.80309 | 0.80308 | 0.80307 | 0.80306 | 0.74074 | 0.74074 | 0.74074 | 0.74074 | 0.74074 | 0.74074 | 0.74074 | 0.74074 | 0.74074 | 0.74074 | 0.74074 | 0.74074 | 0.74074 | 0.74074 | 0.74074 | 0.74074 | 0.74074 | 0.74074 | 0.74074 | 0.74074 | 0.74074 | 0.74074 | 0.74074 | 0.74074 | 0.74074 | 0.74074 | 0.74074 | 0.74074 | 0.74074 | 0.74074 | 0.74074 | 0.74074 | 0.74074 | 0.74074 | 0.74074 | 0.74074 | 0.74074 | 0.74074 | 0.74074 | 0.74074 | 0.74074 | 0.74074 | 0.74074 | 0.74074 | 0.74074 | 0.74074 | 0.74074 | 0.74074 | 0.74074 | 0.74074 | 0.74074 | 0.74074 | 0.74074 | 0.74074 | 0.74074 | 0.74074 | 0.74074 | 0.74074 | 0.74074 | 0.74074 | 0.74074 | 0.74074 | 0.74074 | 0.74074 | 0.74074 | 0.74074 | 0.74074 | 0.74074 | 0.74074 | 0.74074 | 0.74074 | 0.74074 | 0.74074 | 0.74074 | 0.74074 | 0.74074 | 0.74074 | 0.74074 | 0.74074 | 0.74074 | 0.74074 | 0.74074 | 0.74074 | 0.74074 | 0.74074 | 0.74074 | 0.74074 | 0.74074 | 0.74074 | 0.74074 | 0.74074 | 0.74074 | 0.74074 | 0.74074 | 0.74074 | 0.74074 | 0.74074 | 0.74074 | 0.74074 | 0.74074 | 0.74074 | 0.74074 | 0.74074 | 0.74074 | 0.74074 | 0.74074 | 0.74074 | 0.74074 | 0.74074 | 0.74074 | 0.74074 | 0.74074 | 0.74074 | 0.74074 | 0.74074 | 0.74074 | 0.74074 | 0.74074 | 0.74074 | 0.74074 | 0.74074 | 0.74074 | 0.74074 | 0.74074 | 0.74074 | 0.74074 | 0.74074 | 0.74074 | 0.74074 | 0 | 0 | 0 | 0 | 0
|  | CFADS ÷ target DSCR (E: annuity debt capacity, F: lowest quarter) | EUR k | 14871.5864 | 353.794 |  | 11: 439.5584; 12: 443.9086; 13: 443.4237; 14: 426.7746; 15: 431.049; 16: 435.3083; 17: 434.826; 18: 353.794; 19: 357.2596; 20: 360.7101; 21: 360.2297; 22: 1165.3805; 23: 1177.2904; 24: 1189.1701; 25: 1188.1604; 26: 1175.4712; 27: 1174.5294; 28: 1166.2987; 29: 1165.292; 30: 1120.2439; 31: 1131.5991; 32: 1142.9258; 33: 1141.9082; 34: 1054.6674; 35: 1065.3353; 36: 1075.9759; 37: 1074.9925; 38: 1052.1036; 39: 1062.7482; 40: 1073.3656; 41: 1072.379; 42: 1033.4395; 43: 1032.4651; 44: 1042.7498; 45: 1041.7544; 46: 1056.2419; 47: 1066.8928; 48: 1077.515; 49: 1076.4689; 50: 1047.4176; 51: 1021.4168; 52: 1031.5316; 53: 1030.4678; 54: 1008.4206; 55: 1018.5385; 56: 1028.6276; 57: 1027.5592; 58: 1005.1597; 59: 1004.1243; 60: 1014.0762; 61: 1013.0183; 62: 956.7751; 63: 966.3603; 64: 975.9177; 65: 974.8691; 66: 980.9764; 67: 990.8144; 68: 1000.6241; 69: 999.5467; 70: 964.926
|  | Debt quantum: per MWp (off: whole cost) | EUR k | 57822.5367
|  | Debt share of construction cost (E), share of the capacity used (F) | % | 25.72% | 100%
|  | Debt at COD (E) and level annuity per quarter (F) | EUR k | 14871.5864 | 353.794
x |  | Senior debt
|  | Interest paid | EUR k |  |  | -6356.0536 | 0 | 0 | 0 | 0 | 0 | 0 | 0 | 0 | 0 | 0 | -185.8948 | -183.7961 | -181.6711 | -179.5196 | -177.3412 | -175.1355 | -172.9023 | -170.6411 | -168.3517 | -166.0337 | -163.6867 | -161.3103 | -158.9043 | -156.4682 | -154.0016 | -151.5042 | -148.9756 | -146.4153 | -143.8231 | -141.1985 | -138.541 | -135.8504 | -133.1261 | -130.3677 | -127.5749 | -124.7471 | -121.8841 | -118.9852 | -116.0501 | -113.0783 | -110.0693 | -107.0228 | -103.9381 | -100.8149 | -97.6527 | -94.4509 | -91.2091 | -87.9268 | -84.6035 | -81.2386 | -77.8317 | -74.3821 | -70.8895 | -67.3532 | -63.7727 | -60.1474 | -56.4768 | -52.7603 | -48.9974 | -45.1875 | -41.3299 | -37.4241 | -33.4695 | -29.4654 | -25.4113 | -21.3065 | -17.1504 | -12.9424 | -8.6817 | -4.3678 | 0 | 0 | 0 | 0 | 0 | 0 | 0 | 0 | 0 | 0 | 0 | 0 | 0 | 0 | 0 | 0 | 0 | 0 | 0 | 0 | 0 | 0 | 0 | 0 | 0 | 0 | 0 | 0 | 0 | 0 | 0 | 0 | 0 | 0 | 0 | 0 | 0 | 0 | 0 | 0 | 0 | 0 | 0 | 0 | 0 | 0 | 0 | 0 | 0 | 0 | 0 | 0 | 0 | 0 | 0 | 0 | 0 | 0 | 0 | 0 | 0 | 0 | 0 | 0 | 0 | 0 | 0 | 0 | 0 | 0 | 0 | 0 | 0 | 0 | 0 | 0 | 0 | 0 | 0 | 0 | 0 | 0 | 0 | 0 | 0
|  | Scheduled repayment (annuity) | EUR k |  |  | -14871.5864 | 0 | 0 | 0 | 0 | 0 | 0 | 0 | 0 | 0 | 0 | -167.8992 | -169.9979 | -172.1229 | -174.2744 | -176.4529 | -178.6585 | -180.8917 | -183.1529 | -185.4423 | -187.7603 | -190.1073 | -192.4837 | -194.8897 | -197.3258 | -199.7924 | -202.2898 | -204.8184 | -207.3787 | -209.9709 | -212.5955 | -215.253 | -217.9437 | -220.6679 | -223.4263 | -226.2191 | -229.0469 | -231.9099 | -234.8088 | -237.7439 | -240.7157 | -243.7247 | -246.7712 | -249.8559 | -252.9791 | -256.1413 | -259.3431 | -262.5849 | -265.8672 | -269.1905 | -272.5554 | -275.9623 | -279.4119 | -282.9045 | -286.4408 | -290.0213 | -293.6466 | -297.3172 | -301.0337 | -304.7966 | -308.6065 | -312.4641 | -316.3699 | -320.3245 | -324.3286 | -328.3827 | -332.4875 | -336.6436 | -340.8516 | -345.1123 | -349.4262 | 0 | 0 | 0 | 0 | 0 | 0 | 0 | 0 | 0 | 0 | 0 | 0 | 0 | 0 | 0 | 0 | 0 | 0 | 0 | 0 | 0 | 0 | 0 | 0 | 0 | 0 | 0 | 0 | 0 | 0 | 0 | 0 | 0 | 0 | 0 | 0 | 0 | 0 | 0 | 0 | 0 | 0 | 0 | 0 | 0 | 0 | 0 | 0 | 0 | 0 | 0 | 0 | 0 | 0 | 0 | 0 | 0 | 0 | 0 | 0 | 0 | 0 | 0 | 0 | 0 | 0 | 0 | 0 | 0 | 0 | 0 | 0 | 0 | 0 | 0 | 0 | 0 | 0 | 0 | 0 | 0 | 0 | 0 | 0 | 0
|  | Scheduled debt service | EUR k |  |  | -21227.64 | 0 | 0 | 0 | 0 | 0 | 0 | 0 | 0 | 0 | 0 | -353.794 | -353.794 | -353.794 | -353.794 | -353.794 | -353.794 | -353.794 | -353.794 | -353.794 | -353.794 | -353.794 | -353.794 | -353.794 | -353.794 | -353.794 | -353.794 | -353.794 | -353.794 | -353.794 | -353.794 | -353.794 | -353.794 | -353.794 | -353.794 | -353.794 | -353.794 | -353.794 | -353.794 | -353.794 | -353.794 | -353.794 | -353.794 | -353.794 | -353.794 | -353.794 | -353.794 | -353.794 | -353.794 | -353.794 | -353.794 | -353.794 | -353.794 | -353.794 | -353.794 | -353.794 | -353.794 | -353.794 | -353.794 | -353.794 | -353.794 | -353.794 | -353.794 | -353.794 | -353.794 | -353.794 | -353.794 | -353.794 | -353.794 | -353.794 | -353.794 | 0 | 0 | 0 | 0 | 0 | 0 | 0 | 0 | 0 | 0 | 0 | 0 | 0 | 0 | 0 | 0 | 0 | 0 | 0 | 0 | 0 | 0 | 0 | 0 | 0 | 0 | 0 | 0 | 0 | 0 | 0 | 0 | 0 | 0 | 0 | 0 | 0 | 0 | 0 | 0 | 0 | 0 | 0 | 0 | 0 | 0 | 0 | 0 | 0 | 0 | 0 | 0 | 0 | 0 | 0 | 0 | 0 | 0 | 0 | 0 | 0 | 0 | 0 | 0 | 0 | 0 | 0 | 0 | 0 | 0 | 0 | 0 | 0 | 0 | 0 | 0 | 0 | 0 | 0 | 0 | 0 | 0 | 0 | 0 | 0
|  | Cash sweep | EUR k |  |  | 0 | 0 | 0 | 0 | 0 | 0 | 0 | 0 | 0 | 0 | 0 | 0 | 0 | 0 | 0 | 0 | 0 | 0 | 0 | 0 | 0 | 0 | 0 | 0 | 0 | 0 | 0 | 0 | 0 | 0 | 0 | 0 | 0 | 0 | 0 | 0 | 0 | 0 | 0 | 0 | 0 | 0 | 0 | 0 | 0 | 0 | 0 | 0 | 0 | 0 | 0 | 0 | 0 | 0 | 0 | 0 | 0 | 0 | 0 | 0 | 0 | 0 | 0 | 0 | 0 | 0 | 0 | 0 | 0 | 0 | 0 | 0 | 0 | 0 | 0 | 0 | 0 | 0 | 0 | 0 | 0 | 0 | 0 | 0 | 0 | 0 | 0 | 0 | 0 | 0 | 0 | 0 | 0 | 0 | 0 | 0 | 0 | 0 | 0 | 0 | 0 | 0 | 0 | 0 | 0 | 0 | 0 | 0 | 0 | 0 | 0 | 0 | 0 | 0 | 0 | 0 | 0 | 0 | 0 | 0 | 0 | 0 | 0 | 0 | 0 | 0 | 0 | 0 | 0 | 0 | 0 | 0 | 0 | 0 | 0 | 0 | 0 | 0 | 0 | 0 | 0 | 0 | 0 | 0 | 0 | 0 | 0 | 0 | 0 | 0 | 0 | 0 | 0 | 0 | 0 | 0
|  | Debt service incl. sweep | EUR k |  |  | -21227.64 | 0 | 0 | 0 | 0 | 0 | 0 | 0 | 0 | 0 | 0 | -353.794 | -353.794 | -353.794 | -353.794 | -353.794 | -353.794 | -353.794 | -353.794 | -353.794 | -353.794 | -353.794 | -353.794 | -353.794 | -353.794 | -353.794 | -353.794 | -353.794 | -353.794 | -353.794 | -353.794 | -353.794 | -353.794 | -353.794 | -353.794 | -353.794 | -353.794 | -353.794 | -353.794 | -353.794 | -353.794 | -353.794 | -353.794 | -353.794 | -353.794 | -353.794 | -353.794 | -353.794 | -353.794 | -353.794 | -353.794 | -353.794 | -353.794 | -353.794 | -353.794 | -353.794 | -353.794 | -353.794 | -353.794 | -353.794 | -353.794 | -353.794 | -353.794 | -353.794 | -353.794 | -353.794 | -353.794 | -353.794 | -353.794 | -353.794 | -353.794 | 0 | 0 | 0 | 0 | 0 | 0 | 0 | 0 | 0 | 0 | 0 | 0 | 0 | 0 | 0 | 0 | 0 | 0 | 0 | 0 | 0 | 0 | 0 | 0 | 0 | 0 | 0 | 0 | 0 | 0 | 0 | 0 | 0 | 0 | 0 | 0 | 0 | 0 | 0 | 0 | 0 | 0 | 0 | 0 | 0 | 0 | 0 | 0 | 0 | 0 | 0 | 0 | 0 | 0 | 0 | 0 | 0 | 0 | 0 | 0 | 0 | 0 | 0 | 0 | 0 | 0 | 0 | 0 | 0 | 0 | 0 | 0 | 0 | 0 | 0 | 0 | 0 | 0 | 0 | 0 | 0 | 0 | 0 | 0 | 0
|  | Opening balance | EUR k |  |  |  | 0 | 0 | 0 | 0 | 0 | 0 | 0 | 186.4654 | 5038.1768 | 9950.5347 | 14871.5864 | 14703.6872 | 14533.6893 | 14361.5664 | 14187.292 | 14010.8392 | 13832.1806 | 13651.2889 | 13468.136 | 13282.6937 | 13094.9334 | 12904.826 | 12712.3424 | 12517.4527 | 12320.1268 | 12120.3344 | 11918.0446 | 11713.2261 | 11505.8475 | 11295.8765 | 11083.281 | 10868.028 | 10650.0844 | 10429.4164 | 10205.9901 | 9979.771 | 9750.7241 | 9518.8142 | 9284.0054 | 9046.2614 | 8805.5457 | 8561.821 | 8315.0498 | 8065.1939 | 7812.2148 | 7556.0735 | 7296.7304 | 7034.1456 | 6768.2784 | 6499.0879 | 6226.5325 | 5950.5701 | 5671.1582 | 5388.2537 | 5101.8129 | 4811.7916 | 4518.1449 | 4220.8278 | 3919.7941 | 3614.9975 | 3306.391 | 2993.9269 | 2677.557 | 2357.2324 | 2032.9038 | 1704.5211 | 1372.0336 | 1035.3901 | 694.5384 | 349.4262 | 0 | 0 | 0 | 0 | 0 | 0 | 0 | 0 | 0 | 0 | 0 | 0 | 0 | 0 | 0 | 0 | 0 | 0 | 0 | 0 | 0 | 0 | 0 | 0 | 0 | 0 | 0 | 0 | 0 | 0 | 0 | 0 | 0 | 0 | 0 | 0 | 0 | 0 | 0 | 0 | 0 | 0 | 0 | 0 | 0 | 0 | 0 | 0 | 0 | 0 | 0 | 0 | 0 | 0 | 0 | 0 | 0 | 0 | 0 | 0 | 0 | 0 | 0 | 0 | 0 | 0 | 0 | 0 | 0 | 0 | 0 | 0 | 0 | 0 | 0 | 0 | 0 | 0 | 0 | 0 | 0 | 0 | 0 | 0 | 0
|  | Drawdown | EUR k |  |  | 14681.8967 | 0 | 0 | 0 | 0 | 0 | 0 | 186.4654 | 4849.3807 | 4849.3807 | 4796.67 | 0 | 0 | 0 | 0 | 0 | 0 | 0 | 0 | 0 | 0 | 0 | 0 | 0 | 0 | 0 | 0 | 0 | 0 | 0 | 0 | 0 | 0 | 0 | 0 | 0 | 0 | 0 | 0 | 0 | 0 | 0 | 0 | 0 | 0 | 0 | 0 | 0 | 0 | 0 | 0 | 0 | 0 | 0 | 0 | 0 | 0 | 0 | 0 | 0 | 0 | 0 | 0 | 0 | 0 | 0 | 0 | 0 | 0 | 0 | 0 | 0 | 0 | 0 | 0 | 0 | 0 | 0 | 0 | 0 | 0 | 0 | 0 | 0 | 0 | 0 | 0 | 0 | 0 | 0 | 0 | 0 | 0 | 0 | 0 | 0 | 0 | 0 | 0 | 0 | 0 | 0 | 0 | 0 | 0 | 0 | 0 | 0 | 0 | 0 | 0 | 0 | 0 | 0 | 0 | 0 | 0 | 0 | 0 | 0 | 0 | 0 | 0 | 0 | 0 | 0 | 0 | 0 | 0 | 0 | 0 | 0 | 0 | 0 | 0 | 0 | 0 | 0 | 0 | 0 | 0 | 0 | 0 | 0 | 0 | 0 | 0 | 0 | 0 | 0 | 0 | 0 | 0 | 0 | 0 | 0
|  | Interest capitalised | EUR k |  |  | 189.6897 | 0 | 0 | 0 | 0 | 0 | 0 | 0 | 2.3308 | 62.9772 | 124.3817 | 0 | 0 | 0 | 0 | 0 | 0 | 0 | 0 | 0 | 0 | 0 | 0 | 0 | 0 | 0 | 0 | 0 | 0 | 0 | 0 | 0 | 0 | 0 | 0 | 0 | 0 | 0 | 0 | 0 | 0 | 0 | 0 | 0 | 0 | 0 | 0 | 0 | 0 | 0 | 0 | 0 | 0 | 0 | 0 | 0 | 0 | 0 | 0 | 0 | 0 | 0 | 0 | 0 | 0 | 0 | 0 | 0 | 0 | 0 | 0 | 0 | 0 | 0 | 0 | 0 | 0 | 0 | 0 | 0 | 0 | 0 | 0 | 0 | 0 | 0 | 0 | 0 | 0 | 0 | 0 | 0 | 0 | 0 | 0 | 0 | 0 | 0 | 0 | 0 | 0 | 0 | 0 | 0 | 0 | 0 | 0 | 0 | 0 | 0 | 0 | 0 | 0 | 0 | 0 | 0 | 0 | 0 | 0 | 0 | 0 | 0 | 0 | 0 | 0 | 0 | 0 | 0 | 0 | 0 | 0 | 0 | 0 | 0 | 0 | 0 | 0 | 0 | 0 | 0 | 0 | 0 | 0 | 0 | 0 | 0 | 0 | 0 | 0 | 0 | 0 | 0 | 0 | 0 | 0 | 0
|  | Repayment | EUR k |  |  | -14871.5864 | 0 | 0 | 0 | 0 | 0 | 0 | 0 | 0 | 0 | 0 | -167.8992 | -169.9979 | -172.1229 | -174.2744 | -176.4529 | -178.6585 | -180.8917 | -183.1529 | -185.4423 | -187.7603 | -190.1073 | -192.4837 | -194.8897 | -197.3258 | -199.7924 | -202.2898 | -204.8184 | -207.3787 | -209.9709 | -212.5955 | -215.253 | -217.9437 | -220.6679 | -223.4263 | -226.2191 | -229.0469 | -231.9099 | -234.8088 | -237.7439 | -240.7157 | -243.7247 | -246.7712 | -249.8559 | -252.9791 | -256.1413 | -259.3431 | -262.5849 | -265.8672 | -269.1905 | -272.5554 | -275.9623 | -279.4119 | -282.9045 | -286.4408 | -290.0213 | -293.6466 | -297.3172 | -301.0337 | -304.7966 | -308.6065 | -312.4641 | -316.3699 | -320.3245 | -324.3286 | -328.3827 | -332.4875 | -336.6436 | -340.8516 | -345.1123 | -349.4262 | 0 | 0 | 0 | 0 | 0 | 0 | 0 | 0 | 0 | 0 | 0 | 0 | 0 | 0 | 0 | 0 | 0 | 0 | 0 | 0 | 0 | 0 | 0 | 0 | 0 | 0 | 0 | 0 | 0 | 0 | 0 | 0 | 0 | 0 | 0 | 0 | 0 | 0 | 0 | 0 | 0 | 0 | 0 | 0 | 0 | 0 | 0 | 0 | 0 | 0 | 0 | 0 | 0 | 0 | 0 | 0 | 0 | 0 | 0 | 0 | 0 | 0 | 0 | 0 | 0 | 0 | 0 | 0 | 0 | 0 | 0 | 0 | 0 | 0 | 0 | 0 | 0 | 0 | 0 | 0 | 0 | 0 | 0 | 0 | 0
|  | Closing balance (E: at COD) | EUR k | 14871.5864 |  |  | 0 | 0 | 0 | 0 | 0 | 0 | 186.4654 | 5038.1768 | 9950.5347 | 14871.5864 | 14703.6872 | 14533.6893 | 14361.5664 | 14187.292 | 14010.8392 | 13832.1806 | 13651.2889 | 13468.136 | 13282.6937 | 13094.9334 | 12904.826 | 12712.3424 | 12517.4527 | 12320.1268 | 12120.3344 | 11918.0446 | 11713.2261 | 11505.8475 | 11295.8765 | 11083.281 | 10868.028 | 10650.0844 | 10429.4164 | 10205.9901 | 9979.771 | 9750.7241 | 9518.8142 | 9284.0054 | 9046.2614 | 8805.5457 | 8561.821 | 8315.0498 | 8065.1939 | 7812.2148 | 7556.0735 | 7296.7304 | 7034.1456 | 6768.2784 | 6499.0879 | 6226.5325 | 5950.5701 | 5671.1582 | 5388.2537 | 5101.8129 | 4811.7916 | 4518.1449 | 4220.8278 | 3919.7941 | 3614.9975 | 3306.391 | 2993.9269 | 2677.557 | 2357.2324 | 2032.9038 | 1704.5211 | 1372.0336 | 1035.3901 | 694.5384 | 349.4262 | 0 | 0 | 0 | 0 | 0 | 0 | 0 | 0 | 0 | 0 | 0 | 0 | 0 | 0 | 0 | 0 | 0 | 0 | 0 | 0 | 0 | 0 | 0 | 0 | 0 | 0 | 0 | 0 | 0 | 0 | 0 | 0 | 0 | 0 | 0 | 0 | 0 | 0 | 0 | 0 | 0 | 0 | 0 | 0 | 0 | 0 | 0 | 0 | 0 | 0 | 0 | 0 | 0 | 0 | 0 | 0 | 0 | 0 | 0 | 0 | 0 | 0 | 0 | 0 | 0 | 0 | 0 | 0 | 0 | 0 | 0 | 0 | 0 | 0 | 0 | 0 | 0 | 0 | 0 | 0 | 0 | 0 | 0 | 0 | 0 | 0
|  | Upfront fee | EUR k |  |  | -260.2528 | 0 | 0 | 0 | 0 | 0 | 0 | -260.2528 | 0 | 0 | 0 | 0 | 0 | 0 | 0 | 0 | 0 | 0 | 0 | 0 | 0 | 0 | 0 | 0 | 0 | 0 | 0 | 0 | 0 | 0 | 0 | 0 | 0 | 0 | 0 | 0 | 0 | 0 | 0 | 0 | 0 | 0 | 0 | 0 | 0 | 0 | 0 | 0 | 0 | 0 | 0 | 0 | 0 | 0 | 0 | 0 | 0 | 0 | 0 | 0 | 0 | 0 | 0 | 0 | 0 | 0 | 0 | 0 | 0 | 0 | 0 | 0 | 0 | 0 | 0 | 0 | 0 | 0 | 0 | 0 | 0 | 0 | 0 | 0 | 0 | 0 | 0 | 0 | 0 | 0 | 0 | 0 | 0 | 0 | 0 | 0 | 0 | 0 | 0 | 0 | 0 | 0 | 0 | 0 | 0 | 0 | 0 | 0 | 0 | 0 | 0 | 0 | 0 | 0 | 0 | 0 | 0 | 0 | 0 | 0 | 0 | 0 | 0 | 0 | 0 | 0 | 0 | 0 | 0 | 0 | 0 | 0 | 0 | 0 | 0 | 0 | 0 | 0 | 0 | 0 | 0 | 0 | 0 | 0 | 0 | 0 | 0 | 0 | 0 | 0 | 0 | 0 | 0 | 0 | 0 | 0
|  | Commitment fee | EUR k |  |  | -65.5277 | 0 | 0 | 0 | 0 | 0 | 0 | 0 | -32.8828 | -21.882 | -10.7629 | 0 | 0 | 0 | 0 | 0 | 0 | 0 | 0 | 0 | 0 | 0 | 0 | 0 | 0 | 0 | 0 | 0 | 0 | 0 | 0 | 0 | 0 | 0 | 0 | 0 | 0 | 0 | 0 | 0 | 0 | 0 | 0 | 0 | 0 | 0 | 0 | 0 | 0 | 0 | 0 | 0 | 0 | 0 | 0 | 0 | 0 | 0 | 0 | 0 | 0 | 0 | 0 | 0 | 0 | 0 | 0 | 0 | 0 | 0 | 0 | 0 | 0 | 0 | 0 | 0 | 0 | 0 | 0 | 0 | 0 | 0 | 0 | 0 | 0 | 0 | 0 | 0 | 0 | 0 | 0 | 0 | 0 | 0 | 0 | 0 | 0 | 0 | 0 | 0 | 0 | 0 | 0 | 0 | 0 | 0 | 0 | 0 | 0 | 0 | 0 | 0 | 0 | 0 | 0 | 0 | 0 | 0 | 0 | 0 | 0 | 0 | 0 | 0 | 0 | 0 | 0 | 0 | 0 | 0 | 0 | 0 | 0 | 0 | 0 | 0 | 0 | 0 | 0 | 0 | 0 | 0 | 0 | 0 | 0 | 0 | 0 | 0 | 0 | 0 | 0 | 0 | 0 | 0 | 0 | 0
|  | DSRA funded at COD, released at the end (E: balance) | EUR k | 707.588 |  | 0 | 0 | 0 | 0 | 0 | 0 | 0 | 0 | 0 | 0 | -707.588 | 0 | 0 | 0 | 0 | 0 | 0 | 0 | 0 | 0 | 0 | 0 | 0 | 0 | 0 | 0 | 0 | 0 | 0 | 0 | 0 | 0 | 0 | 0 | 0 | 0 | 0 | 0 | 0 | 0 | 0 | 0 | 0 | 0 | 0 | 0 | 0 | 0 | 0 | 0 | 0 | 0 | 0 | 0 | 0 | 0 | 0 | 0 | 0 | 0 | 0 | 0 | 0 | 0 | 0 | 0 | 0 | 0 | 0 | 0 | 707.588 | 0 | 0 | 0 | 0 | 0 | 0 | 0 | 0 | 0 | 0 | 0 | 0 | 0 | 0 | 0 | 0 | 0 | 0 | 0 | 0 | 0 | 0 | 0 | 0 | 0 | 0 | 0 | 0 | 0 | 0 | 0 | 0 | 0 | 0 | 0 | 0 | 0 | 0 | 0 | 0 | 0 | 0 | 0 | 0 | 0 | 0 | 0 | 0 | 0 | 0 | 0 | 0 | 0 | 0 | 0 | 0 | 0 | 0 | 0 | 0 | 0 | 0 | 0 | 0 | 0 | 0 | 0 | 0 | 0 | 0 | 0 | 0 | 0 | 0 | 0 | 0 | 0 | 0 | 0 | 0 | 0 | 0 | 0 | 0 | 0
|  | DSCR on scheduled debt service (E: minimum) | x | 1.2452 |  |  | 11: 1.5531; 12: 1.5685; 13: 1.5668; 14: 1.5083; 15: 1.5234; 16: 1.5385; 17: 1.5368; 18: 1.2452; 19: 1.2574; 20: 1.2696; 21: 1.2679; 22: 4.4468; 23: 4.4923; 24: 4.5376; 25: 4.5338; 26: 4.4853; 27: 4.4817; 28: 4.4503; 29: 4.4465; 30: 4.2746; 31: 4.3179; 32: 4.3612; 33: 4.3573; 34: 4.0244; 35: 4.0651; 36: 4.1057; 37: 4.1019; 38: 4.0146; 39: 4.0552; 40: 4.0957; 41: 4.092; 42: 3.9434; 43: 3.9397; 44: 3.9789; 45: 3.9751; 46: 4.0304; 47: 4.071; 48: 4.1116; 49: 4.1076; 50: 3.9967; 51: 3.8975; 52: 3.9361; 53: 3.932; 54: 3.8479; 55: 3.8865; 56: 3.925; 57: 3.9209; 58: 3.8355; 59: 3.8315; 60: 3.8695; 61: 3.8655; 62: 3.6508; 63: 3.6874; 64: 3.7239; 65: 3.7199; 66: 3.7432; 67: 3.7807; 68: 3.8182; 69: 3.8141; 70: 3.6819
x |  | Tax (levered: actual SPV tax; unlevered: no interest or fees, own loss carry-forward)
|  | Tax depreciation: PV, grid, pre-RtB development (E: base) | EUR k | 38432 |  | -38432 | 0 | 0 | 0 | 0 | 0 | 0 | 0 | 0 | 0 | 0 | -319.1852 | -322.6927 | -322.6927 | -315.6776 | -319.1852 | -322.6927 | -322.6927 | -315.6776 | -319.1852 | -322.6927 | -322.6927 | -315.6776 | -319.1852 | -322.6927 | -322.6927 | -319.1852 | -319.1852 | -322.6927 | -322.6927 | -315.6776 | -319.1852 | -322.6927 | -322.6927 | -315.6776 | -319.1852 | -322.6927 | -322.6927 | -315.6776 | -319.1852 | -322.6927 | -322.6927 | -319.1852 | -319.1852 | -322.6927 | -322.6927 | -315.6776 | -319.1852 | -322.6927 | -322.6927 | -315.6776 | -319.1852 | -322.6927 | -322.6927 | -315.6776 | -319.1852 | -322.6927 | -322.6927 | -319.1852 | -319.1852 | -322.6927 | -322.6927 | -315.6776 | -319.1852 | -322.6927 | -322.6927 | -315.6776 | -319.1852 | -322.6927 | -322.6927 | -315.6776 | -319.1852 | -322.6927 | -322.6927 | -319.1852 | -319.1852 | -322.6927 | -322.6927 | -315.6776 | -319.1852 | -322.6927 | -322.6927 | -315.6776 | -319.1852 | -322.6927 | -322.6927 | -315.6776 | -319.1852 | -322.6927 | -322.6927 | -319.1852 | -319.1852 | -322.6927 | -322.6927 | -315.6776 | -319.1852 | -322.6927 | -322.6927 | -315.6776 | -319.1852 | -322.6927 | -322.6927 | -315.6776 | -319.1852 | -322.6927 | -322.6927 | -319.1852 | -319.1852 | -322.6927 | -322.6927 | -315.6776 | -319.1852 | -322.6927 | -322.6927 | -315.6776 | -319.1852 | -322.6927 | -322.6927 | -315.6776 | -319.1852 | -322.6927 | -322.6927 | -319.1852 | -319.1852 | -322.6927 | -322.6927 | -315.6776 | -319.1852 | -322.6927 | -322.6927 | -315.6776 | 0 | 0 | 0 | 0 | 0 | 0 | 0 | 0 | 0 | 0 | 0 | 0 | 0 | 0 | 0 | 0 | 0 | 0 | 0 | 0 | 0 | 0 | 0 | 0 | 0
|  | Tax depreciation: capitalised interest (E: base) | EUR k | 189.6897 |  | -189.6897 | 0 | 0 | 0 | 0 | 0 | 0 | 0 | 0 | 0 | 0 | -1.5754 | -1.5927 | -1.5927 | -1.5581 | -1.5754 | -1.5927 | -1.5927 | -1.5581 | -1.5754 | -1.5927 | -1.5927 | -1.5581 | -1.5754 | -1.5927 | -1.5927 | -1.5754 | -1.5754 | -1.5927 | -1.5927 | -1.5581 | -1.5754 | -1.5927 | -1.5927 | -1.5581 | -1.5754 | -1.5927 | -1.5927 | -1.5581 | -1.5754 | -1.5927 | -1.5927 | -1.5754 | -1.5754 | -1.5927 | -1.5927 | -1.5581 | -1.5754 | -1.5927 | -1.5927 | -1.5581 | -1.5754 | -1.5927 | -1.5927 | -1.5581 | -1.5754 | -1.5927 | -1.5927 | -1.5754 | -1.5754 | -1.5927 | -1.5927 | -1.5581 | -1.5754 | -1.5927 | -1.5927 | -1.5581 | -1.5754 | -1.5927 | -1.5927 | -1.5581 | -1.5754 | -1.5927 | -1.5927 | -1.5754 | -1.5754 | -1.5927 | -1.5927 | -1.5581 | -1.5754 | -1.5927 | -1.5927 | -1.5581 | -1.5754 | -1.5927 | -1.5927 | -1.5581 | -1.5754 | -1.5927 | -1.5927 | -1.5754 | -1.5754 | -1.5927 | -1.5927 | -1.5581 | -1.5754 | -1.5927 | -1.5927 | -1.5581 | -1.5754 | -1.5927 | -1.5927 | -1.5581 | -1.5754 | -1.5927 | -1.5927 | -1.5754 | -1.5754 | -1.5927 | -1.5927 | -1.5581 | -1.5754 | -1.5927 | -1.5927 | -1.5581 | -1.5754 | -1.5927 | -1.5927 | -1.5581 | -1.5754 | -1.5927 | -1.5927 | -1.5754 | -1.5754 | -1.5927 | -1.5927 | -1.5581 | -1.5754 | -1.5927 | -1.5927 | -1.5581 | 0 | 0 | 0 | 0 | 0 | 0 | 0 | 0 | 0 | 0 | 0 | 0 | 0 | 0 | 0 | 0 | 0 | 0 | 0 | 0 | 0 | 0 | 0 | 0 | 0
|  | Tax depreciation: BESS (E: base) | EUR k | 22000 |  | -22000 | 0 | 0 | 0 | 0 | 0 | 0 | 0 | 0 | 0 | 0 | -548.1928 | -554.2169 | -554.2169 | -542.1687 | -548.1928 | -554.2169 | -554.2169 | -542.1687 | -548.1928 | -554.2169 | -554.2169 | -542.1687 | -548.1928 | -554.2169 | -554.2169 | -548.1928 | -548.1928 | -554.2169 | -554.2169 | -542.1687 | -548.1928 | -554.2169 | -554.2169 | -542.1687 | -548.1928 | -554.2169 | -554.2169 | -542.1687 | -548.1928 | -554.2169 | -554.2169 | -548.1928 | -548.1928 | -554.2169 | -554.2169 | -542.1687 | -548.1928 | -554.2169 | -554.2169 | -542.1687 | 0 | 0 | 0 | 0 | 0 | 0 | 0 | 0 | 0 | 0 | 0 | 0 | 0 | 0 | 0 | 0 | 0 | 0 | 0 | 0 | 0 | 0 | 0 | 0 | 0 | 0 | 0 | 0 | 0 | 0 | 0 | 0 | 0 | 0 | 0 | 0 | 0 | 0 | 0 | 0 | 0 | 0 | 0 | 0 | 0 | 0 | 0 | 0 | 0 | 0 | 0 | 0 | 0 | 0 | 0 | 0 | 0 | 0 | 0 | 0 | 0 | 0 | 0 | 0 | 0 | 0 | 0 | 0 | 0 | 0 | 0 | 0 | 0 | 0 | 0 | 0 | 0 | 0 | 0 | 0 | 0 | 0 | 0 | 0 | 0 | 0 | 0 | 0 | 0 | 0 | 0 | 0 | 0 | 0 | 0 | 0 | 0 | 0 | 0 | 0 | 0 | 0 | 0 | 0 | 0
|  | Tax depreciation: augmentation (E: start, F: end) | EUR k | 2048-04-01 | 2058-03-31 | -34726.098 | 0 | 0 | 0 | 0 | 0 | 0 | 0 | 0 | 0 | 0 | 0 | 0 | 0 | 0 | 0 | 0 | 0 | 0 | 0 | 0 | 0 | 0 | 0 | 0 | 0 | 0 | 0 | 0 | 0 | 0 | 0 | 0 | 0 | 0 | 0 | 0 | 0 | 0 | 0 | 0 | 0 | 0 | 0 | 0 | 0 | 0 | 0 | 0 | 0 | 0 | 0 | 0 | 0 | 0 | 0 | 0 | 0 | 0 | 0 | 0 | 0 | 0 | 0 | 0 | 0 | 0 | 0 | 0 | 0 | 0 | 0 | 0 | 0 | 0 | 0 | 0 | 0 | 0 | 0 | 0 | 0 | 0 | 0 | 0 | 0 | 0 | 0 | 0 | 0 | 0 | -865.2998 | -874.8086 | -874.8086 | -855.791 | -865.2998 | -874.8086 | -874.8086 | -855.791 | -865.2998 | -874.8086 | -874.8086 | -855.791 | -865.2998 | -874.8086 | -874.8086 | -865.2998 | -865.2998 | -874.8086 | -874.8086 | -855.791 | -865.2998 | -874.8086 | -874.8086 | -855.791 | -865.2998 | -874.8086 | -874.8086 | -855.791 | -865.2998 | -874.8086 | -874.8086 | -865.2998 | -865.2998 | -874.8086 | -874.8086 | -855.791 | -865.2998 | -874.8086 | -874.8086 | -855.791 | 0 | 0 | 0 | 0 | 0 | 0 | 0 | 0 | 0 | 0 | 0 | 0 | 0 | 0 | 0 | 0 | 0 | 0 | 0 | 0 | 0 | 0 | 0 | 0 | 0
|  | Tax base before losses | EUR k |  |  | 105181.2094 | 0 | -5.4175 | -7.3036 | -7.3839 | -7.3839 | -7.2234 | -267.5564 | -40.2667 | -29.2659 | -18.0666 | -505.3586 | -507.361 | -505.8326 | -505.3097 | -507.3265 | -509.3348 | -507.6952 | -589.507 | -592.4442 | -595.3713 | -593.6152 | 578.5852 | 587.9417 | 597.2871 | 598.4425 | 593.119 | 594.4353 | 603.9403 | 605.2953 | 562.3367 | 571.6093 | 580.8761 | 582.3601 | 476.9549 | 485.3565 | 493.756 | 495.4435 | 485.6597 | 494.1831 | 502.7065 | 504.5495 | 460.6233 | 462.5674 | 470.7638 | 472.7621 | 518.7596 | 527.6294 | 536.5013 | 538.6014 | 520.1877 | 1077.2753 | 1092.198 | 1094.4579 | 1073.3834 | 1088.4547 | 1103.5323 | 1105.981 | 1080.7085 | 1083.3075 | 1098.3846 | 1101.0543 | 1029.6555 | 1044.3476 | 1059.0529 | 1061.9523 | 1083.2702 | 1098.5588 | 1113.8623 | 1116.946 | 1078.0731 | 1093.3158 | 1104.1534 | 1102.9645 | 1054.69 | 1053.5306 | 1063.9366 | 1062.7533 | 1102.3743 | 1113.4251 | 1124.437 | 1123.2009 | 1123.4414 | 1134.71 | 1145.9392 | 1144.6864 | 1120.95 | 1132.1779 | 1143.3659 | 1142.0996 | 1040.4773 | 173.9755 | 174.673 | 173.4462 | 572.479 | 577.3802 | 582.2341 | 580.7279 | 503.7423 | 507.9153 | 512.0422 | 510.5726 | 468.7618 | 472.5558 | 476.304 | 474.8445 | 404.1306 | 402.7225 | 405.7255 | 404.2884 | 436.0211 | 439.4737 | 442.8811 | 441.4447 | 432.3453 | 435.7646 | 439.1389 | 437.7102 | 408.9791 | 412.1406 | 415.2573 | 413.8305 | 392.6038 | 391.2338 | 394.1491 | 392.751 | 429.7197 | 433.1206 | 436.4769 | 435.0593 | 510.3095 | 1700.6672 | 1717.9535 | 1716.5369 | 1731.3938 | 1749.2376 | 1767.0363 | 1765.5979 | 1709.0765 | 1707.676 | 1725.0268 | 1723.5975 | 1718.4254 | 1736.1105 | 1753.7498 | 1752.2963 | 1747.0377 | 1765.0167 | 1782.9493 | 1781.4712 | 1776.1246 | 0 | 0 | 0 | 0 | 0
|  | Tax losses: opening | EUR k |  |  |  | 0 | 0 | 5.4175 | 12.7212 | 20.1051 | 27.489 | 34.7124 | 302.2688 | 342.5355 | 371.8014 | 389.868 | 895.2266 | 1402.5876 | 1908.4202 | 2413.7299 | 2921.0564 | 3430.3912 | 3938.0864 | 4527.5934 | 5120.0376 | 5715.4089 | 6309.0241 | 6019.7315 | 5725.7606 | 5427.1171 | 5127.8958 | 4831.3363 | 0 | 0 | 0 | 0 | 0 | 0 | 0 | 0 | 0 | 0 | 0 | 0 | 0 | 0 | 0 | 0 | 0 | 0 | 0 | 0 | 0 | 0 | 0 | 0 | 0 | 0 | 0 | 0 | 0 | 0 | 0 | 0 | 0 | 0 | 0 | 0 | 0 | 0 | 0 | 0 | 0 | 0 | 0 | 0 | 0 | 0 | 0 | 0 | 0 | 0 | 0 | 0 | 0 | 0 | 0 | 0 | 0 | 0 | 0 | 0 | 0 | 0 | 0 | 0 | 0 | 0 | 0 | 0 | 0 | 0 | 0 | 0 | 0 | 0 | 0 | 0 | 0 | 0 | 0 | 0 | 0 | 0 | 0 | 0 | 0 | 0 | 0 | 0 | 0 | 0 | 0 | 0 | 0 | 0 | 0 | 0 | 0 | 0 | 0 | 0 | 0 | 0 | 0 | 0 | 0 | 0 | 0 | 0 | 0 | 0 | 0 | 0 | 0 | 0 | 0 | 0 | 0 | 0 | 0 | 0 | 0 | 0 | 0 | 0 | 0 | 0 | 0 | 0
|  | Losses added | EUR k |  |  | 6309.0241 | 0 | 5.4175 | 7.3036 | 7.3839 | 7.3839 | 7.2234 | 267.5564 | 40.2667 | 29.2659 | 18.0666 | 505.3586 | 507.361 | 505.8326 | 505.3097 | 507.3265 | 509.3348 | 507.6952 | 589.507 | 592.4442 | 595.3713 | 593.6152 | 0 | 0 | 0 | 0 | 0 | 0 | 0 | 0 | 0 | 0 | 0 | 0 | 0 | 0 | 0 | 0 | 0 | 0 | 0 | 0 | 0 | 0 | 0 | 0 | 0 | 0 | 0 | 0 | 0 | 0 | 0 | 0 | 0 | 0 | 0 | 0 | 0 | 0 | 0 | 0 | 0 | 0 | 0 | 0 | 0 | 0 | 0 | 0 | 0 | 0 | 0 | 0 | 0 | 0 | 0 | 0 | 0 | 0 | 0 | 0 | 0 | 0 | 0 | 0 | 0 | 0 | 0 | 0 | 0 | 0 | 0 | 0 | 0 | 0 | 0 | 0 | 0 | 0 | 0 | 0 | 0 | 0 | 0 | 0 | 0 | 0 | 0 | 0 | 0 | 0 | 0 | 0 | 0 | 0 | 0 | 0 | 0 | 0 | 0 | 0 | 0 | 0 | 0 | 0 | 0 | 0 | 0 | 0 | 0 | 0 | 0 | 0 | 0 | 0 | 0 | 0 | 0 | 0 | 0 | 0 | 0 | 0 | 0 | 0 | 0 | 0 | 0 | 0 | 0 | 0 | 0 | 0 | 0 | 0
|  | Losses used (capped) | EUR k |  |  | -1774.9054 | 0 | 0 | 0 | 0 | 0 | 0 | 0 | 0 | 0 | 0 | 0 | 0 | 0 | 0 | 0 | 0 | 0 | 0 | 0 | 0 | 0 | -289.2926 | -293.9709 | -298.6435 | -299.2213 | -296.5595 | -297.2177 | 0 | 0 | 0 | 0 | 0 | 0 | 0 | 0 | 0 | 0 | 0 | 0 | 0 | 0 | 0 | 0 | 0 | 0 | 0 | 0 | 0 | 0 | 0 | 0 | 0 | 0 | 0 | 0 | 0 | 0 | 0 | 0 | 0 | 0 | 0 | 0 | 0 | 0 | 0 | 0 | 0 | 0 | 0 | 0 | 0 | 0 | 0 | 0 | 0 | 0 | 0 | 0 | 0 | 0 | 0 | 0 | 0 | 0 | 0 | 0 | 0 | 0 | 0 | 0 | 0 | 0 | 0 | 0 | 0 | 0 | 0 | 0 | 0 | 0 | 0 | 0 | 0 | 0 | 0 | 0 | 0 | 0 | 0 | 0 | 0 | 0 | 0 | 0 | 0 | 0 | 0 | 0 | 0 | 0 | 0 | 0 | 0 | 0 | 0 | 0 | 0 | 0 | 0 | 0 | 0 | 0 | 0 | 0 | 0 | 0 | 0 | 0 | 0 | 0 | 0 | 0 | 0 | 0 | 0 | 0 | 0 | 0 | 0 | 0 | 0 | 0 | 0 | 0
|  | Losses lapsed on one date, NTP + carry-forward (E; simplification) | EUR k | 2032-06-30 |  | -4534.1187 | 0 | 0 | 0 | 0 | 0 | 0 | 0 | 0 | 0 | 0 | 0 | 0 | 0 | 0 | 0 | 0 | 0 | 0 | 0 | 0 | 0 | 0 | 0 | 0 | 0 | 0 | -4534.1187 | 0 | 0 | 0 | 0 | 0 | 0 | 0 | 0 | 0 | 0 | 0 | 0 | 0 | 0 | 0 | 0 | 0 | 0 | 0 | 0 | 0 | 0 | 0 | 0 | 0 | 0 | 0 | 0 | 0 | 0 | 0 | 0 | 0 | 0 | 0 | 0 | 0 | 0 | 0 | 0 | 0 | 0 | 0 | 0 | 0 | 0 | 0 | 0 | 0 | 0 | 0 | 0 | 0 | 0 | 0 | 0 | 0 | 0 | 0 | 0 | 0 | 0 | 0 | 0 | 0 | 0 | 0 | 0 | 0 | 0 | 0 | 0 | 0 | 0 | 0 | 0 | 0 | 0 | 0 | 0 | 0 | 0 | 0 | 0 | 0 | 0 | 0 | 0 | 0 | 0 | 0 | 0 | 0 | 0 | 0 | 0 | 0 | 0 | 0 | 0 | 0 | 0 | 0 | 0 | 0 | 0 | 0 | 0 | 0 | 0 | 0 | 0 | 0 | 0 | 0 | 0 | 0 | 0 | 0 | 0 | 0 | 0 | 0 | 0 | 0 | 0 | 0 | 0
|  | Tax losses: closing | EUR k |  |  |  | 0 | 5.4175 | 12.7212 | 20.1051 | 27.489 | 34.7124 | 302.2688 | 342.5355 | 371.8014 | 389.868 | 895.2266 | 1402.5876 | 1908.4202 | 2413.7299 | 2921.0564 | 3430.3912 | 3938.0864 | 4527.5934 | 5120.0376 | 5715.4089 | 6309.0241 | 6019.7315 | 5725.7606 | 5427.1171 | 5127.8958 | 4831.3363 | 0 | 0 | 0 | 0 | 0 | 0 | 0 | 0 | 0 | 0 | 0 | 0 | 0 | 0 | 0 | 0 | 0 | 0 | 0 | 0 | 0 | 0 | 0 | 0 | 0 | 0 | 0 | 0 | 0 | 0 | 0 | 0 | 0 | 0 | 0 | 0 | 0 | 0 | 0 | 0 | 0 | 0 | 0 | 0 | 0 | 0 | 0 | 0 | 0 | 0 | 0 | 0 | 0 | 0 | 0 | 0 | 0 | 0 | 0 | 0 | 0 | 0 | 0 | 0 | 0 | 0 | 0 | 0 | 0 | 0 | 0 | 0 | 0 | 0 | 0 | 0 | 0 | 0 | 0 | 0 | 0 | 0 | 0 | 0 | 0 | 0 | 0 | 0 | 0 | 0 | 0 | 0 | 0 | 0 | 0 | 0 | 0 | 0 | 0 | 0 | 0 | 0 | 0 | 0 | 0 | 0 | 0 | 0 | 0 | 0 | 0 | 0 | 0 | 0 | 0 | 0 | 0 | 0 | 0 | 0 | 0 | 0 | 0 | 0 | 0 | 0 | 0 | 0 | 0
|  | Corporate income tax and Robin Hood tax – copy | EUR k |  |  |  | 0 | 0 | 0 | 0 | 0 | 0 | 0 | 0 | 0 | 0 | 0 | 0 | 0 | 0 | 0 | 0 | 0 | 0 | 0 | 0 | 0 | -26.0363 | -26.4574 | -26.8779 | -26.9299 | -26.6904 | -26.7496 | -54.3546 | -54.4766 | -50.6103 | -51.4448 | -52.2788 | -52.4124 | -42.9259 | -43.6821 | -44.438 | -44.5899 | -43.7094 | -44.4765 | -45.2436 | -45.4095 | -41.4561 | -41.6311 | -42.3687 | -42.5486 | -46.6884 | -47.4866 | -48.2851 | -48.4741 | -46.8169 | -96.9548 | -98.2978 | -98.5012 | -96.6045 | -97.9609 | -99.3179 | -99.5383 | -97.2638 | -97.4977 | -98.8546 | -99.0949 | -92.669 | -93.9913 | -95.3148 | -95.5757 | -97.4943 | -98.8703 | -100.2476 | -100.5251 | -97.0266 | -98.3984 | -99.3738 | -99.2668 | -94.9221 | -94.8178 | -95.7543 | -95.6478 | -99.2137 | -100.2083 | -101.1993 | -101.0881 | -101.1097 | -102.1239 | -103.1345 | -103.0218 | -100.8855 | -101.896 | -102.9029 | -102.789 | -93.643 | -15.6578 | -15.7206 | -15.6102 | -51.5231 | -51.9642 | -52.4011 | -52.2655 | -45.3368 | -45.7124 | -46.0838 | -45.9515 | -42.1886 | -42.53 | -42.8674 | -42.736 | -36.3718 | -36.245 | -36.5153 | -36.386 | -39.2419 | -39.5526 | -39.8593 | -39.73 | -38.9111 | -39.2188 | -39.5225 | -39.3939 | -36.8081 | -37.0927 | -37.3732 | -37.2447 | -35.3343 | -35.211 | -35.4734 | -35.3476 | -38.6748 | -38.9809 | -39.2829 | -39.1553 | -45.9279 | -153.06 | -154.6158 | -154.4883 | -155.8254 | -157.4314 | -159.0333 | -158.9038 | -153.8169 | -153.6908 | -155.2524 | -155.1238 | -154.6583 | -156.2499 | -157.8375 | -157.7067 | -157.2334 | -158.8515 | -160.4654 | -160.3324 | -159.8512 | 0 | 0 | 0 | 0 | 0
|  | Corporate income tax and Robin Hood tax – delta | EUR k |  |  | 2.2489e-12 | 0 | 0 | 0 | 0 | 0 | 0 | 0 | 0 | 0 | 0 | 0 | 0 | 0 | 0 | 0 | 0 | 0 | 0 | 0 | 0 | 0 | 0 | 0 | 0 | 0 | 0 | 0 | 0 | 0 | 0 | 0 | 0 | 0 | 0 | 0 | 0 | 0 | 0 | 0 | 0 | 0 | 0 | 0 | 0 | 0 | 0 | 0 | 0 | 0 | 0 | 0 | 0 | 0 | 0 | 0 | 0 | 0 | 0 | 0 | 0 | 0 | 0 | 0 | 0 | 0 | 0 | 0 | 0 | 0 | 0 | 0 | 0 | 0 | 0 | 0 | 0 | 0 | 0 | 4.9738e-13 | 3.979e-13 | 0 | 0 | 0 | 0 | 0 | 0 | 3.6948e-13 | 0 | 3.8369e-13 | 0 | 6.3949e-14 | 6.0396e-14 | 0 | 0 | 0 | 0 | 0 | 0 | 0 | 0 | 0 | 0 | 0 | 0 | 0 | 0 | 0 | 0 | 0 | 1.5632e-13 | 1.6342e-13 | 1.5632e-13 | 0 | 0 | 0 | 0 | 0 | 0 | 0 | 0 | 0 | 0 | 0 | 0 | 0 | 0 | 0 | 0 | 0 | 0 | 0 | 0 | 0 | 0 | 0 | 0 | 0 | 0 | 0 | 0 | 0 | 0 | 0 | 0 | 0 | 0 | 0 | 0 | 0 | 0 | 0 | 0 | 0 | 0 | 0
Unlevered tax (project and buyer unlevered views, implied prices)
|  | Tax base before losses, unlevered | EUR k |  |  | 112052.7332 | 0 | -5.4175 | -7.3036 | -7.3839 | -7.3839 | -7.2234 | -7.3036 | -7.3839 | -7.3839 | -7.3036 | -317.8884 | -321.9722 | -322.5687 | -324.2321 | -328.41 | -332.6065 | -333.2002 | -417.3078 | -422.5171 | -427.745 | -428.3358 | 741.4536 | 748.4214 | 755.348 | 754.0368 | 746.1985 | 744.9863 | 751.9483 | 750.7112 | 705.0932 | 711.7257 | 718.3191 | 717.0789 | 608.8807 | 614.5068 | 620.0959 | 618.9203 | 606.203 | 611.8086 | 617.3775 | 616.2115 | 569.2215 | 568.081 | 573.1714 | 572.0075 | 614.7686 | 620.4139 | 626.0208 | 624.7976 | 602.9844 | 1156.6823 | 1168.1728 | 1166.9401 | 1142.2947 | 1153.8028 | 1165.2724 | 1164.0505 | 1135.0442 | 1133.8803 | 1145.1647 | 1143.9769 | 1068.6377 | 1079.3925 | 1090.111 | 1088.9563 | 1106.1348 | 1117.2846 | 1128.3974 | 1127.2205 | 1083.999 | 1094.8913 | 1105.7461 | 1104.5572 | 1056.2654 | 1055.106 | 1065.5293 | 1064.346 | 1103.9324 | 1115.0005 | 1126.0297 | 1124.7937 | 1124.9995 | 1136.2854 | 1147.5319 | 1146.2791 | 1122.5081 | 1133.7533 | 1144.9586 | 1143.6923 | 1042.0528 | 175.5509 | 176.2657 | 175.039 | 574.037 | 578.9556 | 583.8268 | 582.3207 | 505.3004 | 509.4907 | 513.6349 | 512.1653 | 470.3199 | 474.1312 | 477.8967 | 476.4372 | 405.706 | 404.2979 | 407.3182 | 405.8812 | 437.5792 | 441.0491 | 444.4739 | 443.0374 | 433.9034 | 437.34 | 440.7316 | 439.3029 | 410.5372 | 413.7161 | 416.85 | 415.4232 | 394.1792 | 392.8092 | 395.7419 | 394.3437 | 431.2778 | 434.696 | 438.0696 | 436.652 | 511.8676 | 1700.6672 | 1717.9535 | 1716.5369 | 1731.3938 | 1749.2376 | 1767.0363 | 1765.5979 | 1709.0765 | 1707.676 | 1725.0268 | 1723.5975 | 1718.4254 | 1736.1105 | 1753.7498 | 1752.2963 | 1747.0377 | 1765.0167 | 1782.9493 | 1781.4712 | 1776.1246 | 0 | 0 | 0 | 0 | 0
|  | Tax losses, unlevered: opening | EUR k |  |  |  | 0 | 0 | 5.4175 | 12.7212 | 20.1051 | 27.489 | 34.7124 | 42.016 | 49.3999 | 56.7839 | 64.0875 | 381.9759 | 703.9481 | 1026.5168 | 1350.7488 | 1679.1588 | 2011.7654 | 2344.9656 | 2762.2734 | 3184.7905 | 3612.5354 | 4040.8712 | 3670.1444 | 3295.9337 | 2918.2597 | 2541.2413 | 2168.142 | 0 | 0 | 0 | 0 | 0 | 0 | 0 | 0 | 0 | 0 | 0 | 0 | 0 | 0 | 0 | 0 | 0 | 0 | 0 | 0 | 0 | 0 | 0 | 0 | 0 | 0 | 0 | 0 | 0 | 0 | 0 | 0 | 0 | 0 | 0 | 0 | 0 | 0 | 0 | 0 | 0 | 0 | 0 | 0 | 0 | 0 | 0 | 0 | 0 | 0 | 0 | 0 | 0 | 0 | 0 | 0 | 0 | 0 | 0 | 0 | 0 | 0 | 0 | 0 | 0 | 0 | 0 | 0 | 0 | 0 | 0 | 0 | 0 | 0 | 0 | 0 | 0 | 0 | 0 | 0 | 0 | 0 | 0 | 0 | 0 | 0 | 0 | 0 | 0 | 0 | 0 | 0 | 0 | 0 | 0 | 0 | 0 | 0 | 0 | 0 | 0 | 0 | 0 | 0 | 0 | 0 | 0 | 0 | 0 | 0 | 0 | 0 | 0 | 0 | 0 | 0 | 0 | 0 | 0 | 0 | 0 | 0 | 0 | 0 | 0 | 0 | 0 | 0
|  | Losses added | EUR k |  |  | 4040.8712 | 0 | 5.4175 | 7.3036 | 7.3839 | 7.3839 | 7.2234 | 7.3036 | 7.3839 | 7.3839 | 7.3036 | 317.8884 | 321.9722 | 322.5687 | 324.2321 | 328.41 | 332.6065 | 333.2002 | 417.3078 | 422.5171 | 427.745 | 428.3358 | 0 | 0 | 0 | 0 | 0 | 0 | 0 | 0 | 0 | 0 | 0 | 0 | 0 | 0 | 0 | 0 | 0 | 0 | 0 | 0 | 0 | 0 | 0 | 0 | 0 | 0 | 0 | 0 | 0 | 0 | 0 | 0 | 0 | 0 | 0 | 0 | 0 | 0 | 0 | 0 | 0 | 0 | 0 | 0 | 0 | 0 | 0 | 0 | 0 | 0 | 0 | 0 | 0 | 0 | 0 | 0 | 0 | 0 | 0 | 0 | 0 | 0 | 0 | 0 | 0 | 0 | 0 | 0 | 0 | 0 | 0 | 0 | 0 | 0 | 0 | 0 | 0 | 0 | 0 | 0 | 0 | 0 | 0 | 0 | 0 | 0 | 0 | 0 | 0 | 0 | 0 | 0 | 0 | 0 | 0 | 0 | 0 | 0 | 0 | 0 | 0 | 0 | 0 | 0 | 0 | 0 | 0 | 0 | 0 | 0 | 0 | 0 | 0 | 0 | 0 | 0 | 0 | 0 | 0 | 0 | 0 | 0 | 0 | 0 | 0 | 0 | 0 | 0 | 0 | 0 | 0 | 0 | 0 | 0
|  | Losses used (capped) | EUR k |  |  | -2245.2223 | 0 | 0 | 0 | 0 | 0 | 0 | 0 | 0 | 0 | 0 | 0 | 0 | 0 | 0 | 0 | 0 | 0 | 0 | 0 | 0 | 0 | -370.7268 | -374.2107 | -377.674 | -377.0184 | -373.0993 | -372.4932 | 0 | 0 | 0 | 0 | 0 | 0 | 0 | 0 | 0 | 0 | 0 | 0 | 0 | 0 | 0 | 0 | 0 | 0 | 0 | 0 | 0 | 0 | 0 | 0 | 0 | 0 | 0 | 0 | 0 | 0 | 0 | 0 | 0 | 0 | 0 | 0 | 0 | 0 | 0 | 0 | 0 | 0 | 0 | 0 | 0 | 0 | 0 | 0 | 0 | 0 | 0 | 0 | 0 | 0 | 0 | 0 | 0 | 0 | 0 | 0 | 0 | 0 | 0 | 0 | 0 | 0 | 0 | 0 | 0 | 0 | 0 | 0 | 0 | 0 | 0 | 0 | 0 | 0 | 0 | 0 | 0 | 0 | 0 | 0 | 0 | 0 | 0 | 0 | 0 | 0 | 0 | 0 | 0 | 0 | 0 | 0 | 0 | 0 | 0 | 0 | 0 | 0 | 0 | 0 | 0 | 0 | 0 | 0 | 0 | 0 | 0 | 0 | 0 | 0 | 0 | 0 | 0 | 0 | 0 | 0 | 0 | 0 | 0 | 0 | 0 | 0 | 0 | 0
|  | Losses lapsed (same date) | EUR k |  |  | -1795.6488 | 0 | 0 | 0 | 0 | 0 | 0 | 0 | 0 | 0 | 0 | 0 | 0 | 0 | 0 | 0 | 0 | 0 | 0 | 0 | 0 | 0 | 0 | 0 | 0 | 0 | 0 | -1795.6488 | 0 | 0 | 0 | 0 | 0 | 0 | 0 | 0 | 0 | 0 | 0 | 0 | 0 | 0 | 0 | 0 | 0 | 0 | 0 | 0 | 0 | 0 | 0 | 0 | 0 | 0 | 0 | 0 | 0 | 0 | 0 | 0 | 0 | 0 | 0 | 0 | 0 | 0 | 0 | 0 | 0 | 0 | 0 | 0 | 0 | 0 | 0 | 0 | 0 | 0 | 0 | 0 | 0 | 0 | 0 | 0 | 0 | 0 | 0 | 0 | 0 | 0 | 0 | 0 | 0 | 0 | 0 | 0 | 0 | 0 | 0 | 0 | 0 | 0 | 0 | 0 | 0 | 0 | 0 | 0 | 0 | 0 | 0 | 0 | 0 | 0 | 0 | 0 | 0 | 0 | 0 | 0 | 0 | 0 | 0 | 0 | 0 | 0 | 0 | 0 | 0 | 0 | 0 | 0 | 0 | 0 | 0 | 0 | 0 | 0 | 0 | 0 | 0 | 0 | 0 | 0 | 0 | 0 | 0 | 0 | 0 | 0 | 0 | 0 | 0 | 0 | 0 | 0
|  | Tax losses, unlevered: closing | EUR k |  |  |  | 0 | 5.4175 | 12.7212 | 20.1051 | 27.489 | 34.7124 | 42.016 | 49.3999 | 56.7839 | 64.0875 | 381.9759 | 703.9481 | 1026.5168 | 1350.7488 | 1679.1588 | 2011.7654 | 2344.9656 | 2762.2734 | 3184.7905 | 3612.5354 | 4040.8712 | 3670.1444 | 3295.9337 | 2918.2597 | 2541.2413 | 2168.142 | 0 | 0 | 0 | 0 | 0 | 0 | 0 | 0 | 0 | 0 | 0 | 0 | 0 | 0 | 0 | 0 | 0 | 0 | 0 | 0 | 0 | 0 | 0 | 0 | 0 | 0 | 0 | 0 | 0 | 0 | 0 | 0 | 0 | 0 | 0 | 0 | 0 | 0 | 0 | 0 | 0 | 0 | 0 | 0 | 0 | 0 | 0 | 0 | 0 | 0 | 0 | 0 | 0 | 0 | 0 | 0 | 0 | 0 | 0 | 0 | 0 | 0 | 0 | 0 | 0 | 0 | 0 | 0 | 0 | 0 | 0 | 0 | 0 | 0 | 0 | 0 | 0 | 0 | 0 | 0 | 0 | 0 | 0 | 0 | 0 | 0 | 0 | 0 | 0 | 0 | 0 | 0 | 0 | 0 | 0 | 0 | 0 | 0 | 0 | 0 | 0 | 0 | 0 | 0 | 0 | 0 | 0 | 0 | 0 | 0 | 0 | 0 | 0 | 0 | 0 | 0 | 0 | 0 | 0 | 0 | 0 | 0 | 0 | 0 | 0 | 0 | 0 | 0 | 0
|  | Corporate income tax and Robin Hood tax, unlevered | EUR k |  |  | -10246.3544 | 0 | 0 | 0 | 0 | 0 | 0 | 0 | 0 | 0 | 0 | 0 | 0 | 0 | 0 | 0 | 0 | 0 | 0 | 0 | 0 | 0 | -33.3654 | -33.679 | -33.9907 | -33.9317 | -33.5789 | -33.5244 | -67.6753 | -67.564 | -63.4584 | -64.0553 | -64.6487 | -64.5371 | -54.7993 | -55.3056 | -55.8086 | -55.7028 | -54.5583 | -55.0628 | -55.564 | -55.459 | -51.2299 | -51.1273 | -51.5854 | -51.4807 | -55.3292 | -55.8373 | -56.3419 | -56.2318 | -54.2686 | -104.1014 | -105.1356 | -105.0246 | -102.8065 | -103.8422 | -104.8745 | -104.7645 | -102.154 | -102.0492 | -103.0648 | -102.9579 | -96.1774 | -97.1453 | -98.11 | -98.0061 | -99.5521 | -100.5556 | -101.5558 | -101.4498 | -97.5599 | -98.5402 | -99.5172 | -99.4101 | -95.0639 | -94.9595 | -95.8976 | -95.7911 | -99.3539 | -100.35 | -101.3427 | -101.2314 | -101.25 | -102.2657 | -103.2779 | -103.1651 | -101.0257 | -102.0378 | -103.0463 | -102.9323 | -93.7847 | -15.7996 | -15.8639 | -15.7535 | -51.6633 | -52.106 | -52.5444 | -52.4089 | -45.477 | -45.8542 | -46.2271 | -46.0949 | -42.3288 | -42.6718 | -43.0107 | -42.8793 | -36.5135 | -36.3868 | -36.6586 | -36.5293 | -39.3821 | -39.6944 | -40.0026 | -39.8734 | -39.0513 | -39.3606 | -39.6658 | -39.5373 | -36.9483 | -37.2344 | -37.5165 | -37.3881 | -35.4761 | -35.3528 | -35.6168 | -35.4909 | -38.815 | -39.1226 | -39.4263 | -39.2987 | -46.0681 | -153.06 | -154.6158 | -154.4883 | -155.8254 | -157.4314 | -159.0333 | -158.9038 | -153.8169 | -153.6908 | -155.2524 | -155.1238 | -154.6583 | -156.2499 | -157.8375 | -157.7067 | -157.2334 | -158.8515 | -160.4654 | -160.3324 | -159.8512 | 0 | 0 | 0 | 0 | 0
x |  | Project and equity cash flows (100 %)
|  | Development, deposits and guarantees | EUR k |  |  | -5725.0875 | -2749.3523 | 818.6847 | -684.4627 | -226.9294 | -1835.4129 | -1580.7399 | -7.3036 | -7.3839 | -7.3839 | 555.1964 | 0 | 0 | 0 | 0 | 0 | 0 | 0 | 0 | 0 | 0 | 0 | 0 | 0 | 0 | 0 | 0 | 0 | 0 | 0 | 0 | 0 | 0 | 0 | 0 | 0 | 0 | 0 | 0 | 0 | 0 | 0 | 0 | 0 | 0 | 0 | 0 | 0 | 0 | 0 | 0 | 0 | 0 | 0 | 0 | 0 | 0 | 0 | 0 | 0 | 0 | 0 | 0 | 0 | 0 | 0 | 0 | 0 | 0 | 0 | 0 | 0 | 0 | 0 | 0 | 0 | 0 | 0 | 0 | 0 | 0 | 0 | 0 | 0 | 0 | 0 | 0 | 0 | 0 | 0 | 0 | 0 | 0 | 0 | 0 | 0 | 0 | 0 | 0 | 0 | 0 | 0 | 0 | 0 | 0 | 0 | 0 | 0 | 0 | 0 | 0 | 0 | 0 | 0 | 0 | 0 | 0 | 0 | 0 | 0 | 0 | 0 | 0 | 0 | 0 | 0 | 0 | 0 | 0 | 0 | 0 | 0 | 0 | 0 | 0 | 0 | 0 | 0 | 0 | 0 | 0 | 0 | 0 | 0 | 0 | 0 | 0 | 0 | 0 | 0 | 0 | 0 | 0 | 0 | 0 | 0
|  | Project cash flow before financing and tax | EUR k |  |  | 109738.7332 | -2749.3523 | 818.6847 | -684.4627 | -226.9294 | -1835.4129 | -1580.7399 | -732.3036 | -18862.3657 | -18862.3657 | -18094.84 | 549.4896 | 554.9374 | 554.3408 | 533.6143 | 538.968 | 544.303 | 543.7093 | 440.5385 | 444.8609 | 449.1646 | 448.5738 | 1599.3 | 1615.7994 | 1632.2575 | 1630.9464 | 1613.5765 | 1612.3643 | 1628.8579 | 1627.6207 | 1562.9396 | 1579.1036 | 1595.2287 | 1593.9884 | 1466.727 | 1481.8847 | 1497.0054 | 1495.8298 | 1464.0493 | 1479.1865 | 1494.2871 | 1493.1211 | 1436.5994 | 1435.4589 | 1450.081 | 1448.9171 | 1472.6149 | 1487.7919 | 1502.9304 | 1501.7072 | 1460.8307 | 1475.8675 | 1490.8655 | 1489.6328 | 1457.9724 | 1472.9879 | 1487.9651 | 1486.7432 | 1454.2294 | 1453.0655 | 1467.8574 | 1466.6696 | 1384.3154 | 1398.5777 | 1412.8037 | 1411.649 | 1421.8124 | 1436.4698 | 1451.0902 | 1449.9132 | 1399.6766 | 1414.0764 | 1428.4388 | 1427.2499 | 1375.4506 | 1374.2912 | 1388.222 | 1387.0387 | 1419.6101 | 1434.1857 | 1448.7224 | 1447.4864 | 1440.6771 | 1455.4706 | 1470.2246 | 1468.9718 | 1438.1858 | 1452.9385 | 1467.6513 | 1466.385 | -33364.8601 | 1360.0359 | 1373.767 | 1372.5403 | 1745.5057 | 1763.4406 | 1781.3282 | 1779.822 | 1676.7691 | 1693.9757 | 1711.1362 | 1709.6667 | 1641.7885 | 1658.6162 | 1675.398 | 1673.9385 | 1590.191 | 1588.7829 | 1604.8195 | 1603.3825 | 1609.0479 | 1625.5341 | 1641.9752 | 1640.5387 | 1605.372 | 1621.825 | 1638.233 | 1636.8042 | 1582.0059 | 1598.201 | 1614.3513 | 1612.9246 | 1578.6642 | 1577.2942 | 1593.2432 | 1591.8451 | 1602.7465 | 1619.181 | 1635.5709 | 1634.1533 | 1683.3363 | 1700.6672 | 1717.9535 | 1716.5369 | 1731.3938 | 1749.2376 | 1767.0363 | 1765.5979 | 1709.0765 | 1707.676 | 1725.0268 | 1723.5975 | 1718.4254 | 1736.1105 | 1753.7498 | 1752.2963 | 1747.0377 | 1765.0167 | 1782.9493 | 1781.4712 | 1776.1246 | 0 | 0 | 0 | 0 | 0
|  | Project cash flow before financing, after unlevered tax | EUR k |  |  | 99492.3789 | -2749.3523 | 818.6847 | -684.4627 | -226.9294 | -1835.4129 | -1580.7399 | -732.3036 | -18862.3657 | -18862.3657 | -18094.84 | 549.4896 | 554.9374 | 554.3408 | 533.6143 | 538.968 | 544.303 | 543.7093 | 440.5385 | 444.8609 | 449.1646 | 448.5738 | 1565.9345 | 1582.1204 | 1598.2669 | 1597.0147 | 1579.9976 | 1578.8399 | 1561.1825 | 1560.0567 | 1499.4812 | 1515.0483 | 1530.58 | 1529.4513 | 1411.9277 | 1426.5791 | 1441.1968 | 1440.127 | 1409.491 | 1424.1238 | 1438.7231 | 1437.662 | 1385.3695 | 1384.3316 | 1398.4956 | 1397.4364 | 1417.2857 | 1431.9546 | 1446.5885 | 1445.4754 | 1406.5621 | 1371.7661 | 1385.73 | 1384.6082 | 1355.1658 | 1369.1457 | 1383.0906 | 1381.9787 | 1352.0754 | 1351.0163 | 1364.7926 | 1363.7117 | 1288.138 | 1301.4324 | 1314.6937 | 1313.6429 | 1322.2603 | 1335.9142 | 1349.5344 | 1348.4634 | 1302.1167 | 1315.5362 | 1328.9217 | 1327.8398 | 1280.3867 | 1279.3316 | 1292.3244 | 1291.2476 | 1320.2562 | 1333.8356 | 1347.3798 | 1346.2549 | 1339.4272 | 1353.2049 | 1366.9468 | 1365.8067 | 1337.16 | 1350.9007 | 1364.6051 | 1363.4527 | -33458.6448 | 1344.2363 | 1357.9031 | 1356.7868 | 1693.8424 | 1711.3346 | 1728.7837 | 1727.4131 | 1631.292 | 1648.1216 | 1664.9091 | 1663.5718 | 1599.4597 | 1615.9444 | 1632.3873 | 1631.0592 | 1553.6775 | 1552.3961 | 1568.1609 | 1566.8532 | 1569.6658 | 1585.8397 | 1601.9725 | 1600.6653 | 1566.3207 | 1582.4644 | 1598.5671 | 1597.267 | 1545.0575 | 1560.9666 | 1576.8348 | 1575.5365 | 1543.1881 | 1541.9414 | 1557.6264 | 1556.3541 | 1563.9315 | 1580.0583 | 1596.1447 | 1594.8546 | 1637.2682 | 1547.6071 | 1563.3377 | 1562.0486 | 1575.5683 | 1591.8062 | 1608.003 | 1606.6941 | 1555.2597 | 1553.9852 | 1569.7744 | 1568.4737 | 1563.7672 | 1579.8605 | 1595.9123 | 1594.5896 | 1589.8043 | 1606.1652 | 1622.4839 | 1621.1388 | 1616.2734 | 0 | 0 | 0 | 0 | 0
|  | Project IRR, unlevered, after tax | % | 6.235%
|  | Project IRR, unlevered, before tax | % | 6.674%
|  | Debt flows to equity (draws, fees, service, DSRA) | EUR k |  |  | -6871.5238 | 0 | 0 | 0 | 0 | 0 | 0 | -73.7874 | 4816.4979 | 4827.4987 | 4078.3191 | -353.794 | -353.794 | -353.794 | -353.794 | -353.794 | -353.794 | -353.794 | -353.794 | -353.794 | -353.794 | -353.794 | -353.794 | -353.794 | -353.794 | -353.794 | -353.794 | -353.794 | -353.794 | -353.794 | -353.794 | -353.794 | -353.794 | -353.794 | -353.794 | -353.794 | -353.794 | -353.794 | -353.794 | -353.794 | -353.794 | -353.794 | -353.794 | -353.794 | -353.794 | -353.794 | -353.794 | -353.794 | -353.794 | -353.794 | -353.794 | -353.794 | -353.794 | -353.794 | -353.794 | -353.794 | -353.794 | -353.794 | -353.794 | -353.794 | -353.794 | -353.794 | -353.794 | -353.794 | -353.794 | -353.794 | -353.794 | -353.794 | -353.794 | -353.794 | 353.794 | 0 | 0 | 0 | 0 | 0 | 0 | 0 | 0 | 0 | 0 | 0 | 0 | 0 | 0 | 0 | 0 | 0 | 0 | 0 | 0 | 0 | 0 | 0 | 0 | 0 | 0 | 0 | 0 | 0 | 0 | 0 | 0 | 0 | 0 | 0 | 0 | 0 | 0 | 0 | 0 | 0 | 0 | 0 | 0 | 0 | 0 | 0 | 0 | 0 | 0 | 0 | 0 | 0 | 0 | 0 | 0 | 0 | 0 | 0 | 0 | 0 | 0 | 0 | 0 | 0 | 0 | 0 | 0 | 0 | 0 | 0 | 0 | 0 | 0 | 0 | 0 | 0 | 0 | 0 | 0 | 0 | 0 | 0 | 0 | 0
|  | Equity cash flow, levered, after actual tax | EUR k |  |  | 92992.8299 | -2749.3523 | 818.6847 | -684.4627 | -226.9294 | -1835.4129 | -1580.7399 | -806.091 | -14045.8679 | -14034.8671 | -14016.521 | 195.6956 | 201.1434 | 200.5468 | 179.8203 | 185.174 | 190.509 | 189.9153 | 86.7445 | 91.0669 | 95.3706 | 94.7798 | 1219.4696 | 1235.548 | 1251.5856 | 1250.2225 | 1233.0921 | 1231.8207 | 1220.7093 | 1219.3501 | 1158.5353 | 1173.8648 | 1189.1559 | 1187.782 | 1070.007 | 1084.4086 | 1098.7734 | 1097.4459 | 1066.5459 | 1080.9161 | 1095.2495 | 1093.9176 | 1041.3493 | 1040.0338 | 1053.9183 | 1052.5745 | 1072.1325 | 1086.5112 | 1100.8513 | 1099.4391 | 1060.2198 | 1025.1187 | 1038.7737 | 1037.3376 | 1007.5738 | 1021.233 | 1034.8532 | 1033.4109 | 1003.1717 | 1001.7738 | 1015.2088 | 1013.7807 | 937.8524 | 950.7924 | 963.6949 | 962.2793 | 970.5241 | 983.8055 | 997.0485 | 995.5941 | 1656.4441 | 1315.678 | 1329.065 | 1327.9831 | 1280.5285 | 1279.4734 | 1292.4677 | 1291.3909 | 1320.3964 | 1333.9774 | 1347.5231 | 1346.3983 | 1339.5674 | 1353.3467 | 1367.0901 | 1365.9501 | 1337.3003 | 1351.0425 | 1364.7484 | 1363.5961 | -33458.503 | 1344.3781 | 1358.0465 | 1356.9301 | 1693.9826 | 1711.4764 | 1728.9271 | 1727.5565 | 1631.4323 | 1648.2634 | 1665.0524 | 1663.7151 | 1599.6 | 1616.0862 | 1632.5307 | 1631.2025 | 1553.8193 | 1552.5379 | 1568.3042 | 1566.9965 | 1569.806 | 1585.9815 | 1602.1159 | 1600.8087 | 1566.461 | 1582.6062 | 1598.7105 | 1597.4103 | 1545.1978 | 1561.1084 | 1576.9782 | 1575.6798 | 1543.3298 | 1542.0832 | 1557.7697 | 1556.4975 | 1564.0717 | 1580.2001 | 1596.288 | 1594.998 | 1637.4084 | 1547.6071 | 1563.3377 | 1562.0486 | 1575.5683 | 1591.8062 | 1608.003 | 1606.6941 | 1555.2597 | 1553.9852 | 1569.7744 | 1568.4737 | 1563.7672 | 1579.8605 | 1595.9123 | 1594.5896 | 1589.8043 | 1606.1652 | 1622.4839 | 1621.1388 | 1616.2734 | 0 | 0 | 0 | 0 | 0
Funding to COD (E: uses and sources)
|  | Development, deposits and guarantees (net) | EUR k | 5725.0875
|  | Construction capex and early works at NTP | EUR k | 57085
|  | Capitalised interest and debt fees | EUR k | 515.4702
|  | Total uses | EUR k | 63325.5577
|  | Equity to COD (E), peak including the DSRA (F) | EUR k | 48453.9713 | 49161.5593
|  | Debt share of total uses (E), check: equity + equity flows to COD (F) | % | 23.48% | 0
|  | Development costs (E: SPV, transaction, DSA, early works, pre-RtB) | EUR k | 5661
x |  | Buyer view and implied prices (share deal: SPV tax base unchanged; unlevered tax)
Buyer at the RtB exit
|  | Buyer reimburses at the exit: early works, cash deposits | EUR k |  |  | 1347.5 | 0 | 0 | 0 | 0 | 0 | 1347.5 | 0 | 0 | 0 | 0 | 0 | 0 | 0 | 0 | 0 | 0 | 0 | 0 | 0 | 0 | 0 | 0 | 0 | 0 | 0 | 0 | 0 | 0 | 0 | 0 | 0 | 0 | 0 | 0 | 0 | 0 | 0 | 0 | 0 | 0 | 0 | 0 | 0 | 0 | 0 | 0 | 0 | 0 | 0 | 0 | 0 | 0 | 0 | 0 | 0 | 0 | 0 | 0 | 0 | 0 | 0 | 0 | 0 | 0 | 0 | 0 | 0 | 0 | 0 | 0 | 0 | 0 | 0 | 0 | 0 | 0 | 0 | 0 | 0 | 0 | 0 | 0 | 0 | 0 | 0 | 0 | 0 | 0 | 0 | 0 | 0 | 0 | 0 | 0 | 0 | 0 | 0 | 0 | 0 | 0 | 0 | 0 | 0 | 0 | 0 | 0 | 0 | 0 | 0 | 0 | 0 | 0 | 0 | 0 | 0 | 0 | 0 | 0 | 0 | 0 | 0 | 0 | 0 | 0 | 0 | 0 | 0 | 0 | 0 | 0 | 0 | 0 | 0 | 0 | 0 | 0 | 0 | 0 | 0 | 0 | 0 | 0 | 0 | 0 | 0 | 0 | 0 | 0 | 0 | 0 | 0 | 0 | 0 | 0 | 0
|  | Buyer reimburses pre-RtB costs (E: at the exit; fix 2: as spent after it) | EUR k | 3182 |  | 3182 | 0 | 0 | 0 | 0 | 0 | 3182 | 0 | 0 | 0 | 0 | 0 | 0 | 0 | 0 | 0 | 0 | 0 | 0 | 0 | 0 | 0 | 0 | 0 | 0 | 0 | 0 | 0 | 0 | 0 | 0 | 0 | 0 | 0 | 0 | 0 | 0 | 0 | 0 | 0 | 0 | 0 | 0 | 0 | 0 | 0 | 0 | 0 | 0 | 0 | 0 | 0 | 0 | 0 | 0 | 0 | 0 | 0 | 0 | 0 | 0 | 0 | 0 | 0 | 0 | 0 | 0 | 0 | 0 | 0 | 0 | 0 | 0 | 0 | 0 | 0 | 0 | 0 | 0 | 0 | 0 | 0 | 0 | 0 | 0 | 0 | 0 | 0 | 0 | 0 | 0 | 0 | 0 | 0 | 0 | 0 | 0 | 0 | 0 | 0 | 0 | 0 | 0 | 0 | 0 | 0 | 0 | 0 | 0 | 0 | 0 | 0 | 0 | 0 | 0 | 0 | 0 | 0 | 0 | 0 | 0 | 0 | 0 | 0 | 0 | 0 | 0 | 0 | 0 | 0 | 0 | 0 | 0 | 0 | 0 | 0 | 0 | 0 | 0 | 0 | 0 | 0 | 0 | 0 | 0 | 0 | 0 | 0 | 0 | 0 | 0 | 0 | 0 | 0 | 0 | 0
|  | Buyer flows after the exit before the price (unlevered, after tax) | EUR k |  |  | 101221.0912 | 0 | 0 | 0 | 0 | 0 | -4529.5 | -732.3036 | -18862.3657 | -18862.3657 | -18094.84 | 549.4896 | 554.9374 | 554.3408 | 533.6143 | 538.968 | 544.303 | 543.7093 | 440.5385 | 444.8609 | 449.1646 | 448.5738 | 1565.9345 | 1582.1204 | 1598.2669 | 1597.0147 | 1579.9976 | 1578.8399 | 1561.1825 | 1560.0567 | 1499.4812 | 1515.0483 | 1530.58 | 1529.4513 | 1411.9277 | 1426.5791 | 1441.1968 | 1440.127 | 1409.491 | 1424.1238 | 1438.7231 | 1437.662 | 1385.3695 | 1384.3316 | 1398.4956 | 1397.4364 | 1417.2857 | 1431.9546 | 1446.5885 | 1445.4754 | 1406.5621 | 1371.7661 | 1385.73 | 1384.6082 | 1355.1658 | 1369.1457 | 1383.0906 | 1381.9787 | 1352.0754 | 1351.0163 | 1364.7926 | 1363.7117 | 1288.138 | 1301.4324 | 1314.6937 | 1313.6429 | 1322.2603 | 1335.9142 | 1349.5344 | 1348.4634 | 1302.1167 | 1315.5362 | 1328.9217 | 1327.8398 | 1280.3867 | 1279.3316 | 1292.3244 | 1291.2476 | 1320.2562 | 1333.8356 | 1347.3798 | 1346.2549 | 1339.4272 | 1353.2049 | 1366.9468 | 1365.8067 | 1337.16 | 1350.9007 | 1364.6051 | 1363.4527 | -33458.6448 | 1344.2363 | 1357.9031 | 1356.7868 | 1693.8424 | 1711.3346 | 1728.7837 | 1727.4131 | 1631.292 | 1648.1216 | 1664.9091 | 1663.5718 | 1599.4597 | 1615.9444 | 1632.3873 | 1631.0592 | 1553.6775 | 1552.3961 | 1568.1609 | 1566.8532 | 1569.6658 | 1585.8397 | 1601.9725 | 1600.6653 | 1566.3207 | 1582.4644 | 1598.5671 | 1597.267 | 1545.0575 | 1560.9666 | 1576.8348 | 1575.5365 | 1543.1881 | 1541.9414 | 1557.6264 | 1556.3541 | 1563.9315 | 1580.0583 | 1596.1447 | 1594.8546 | 1637.2682 | 1547.6071 | 1563.3377 | 1562.0486 | 1575.5683 | 1591.8062 | 1608.003 | 1606.6941 | 1555.2597 | 1553.9852 | 1569.7744 | 1568.4737 | 1563.7672 | 1579.8605 | 1595.9123 | 1594.5896 | 1589.8043 | 1606.1652 | 1622.4839 | 1621.1388 | 1616.2734 | 0 | 0 | 0 | 0 | 0
|  | Implied RtB price at the target IRR, floored at 0 (E), closed form (F) | EUR k/MWp | 0 | -138.4193
|  | Buyer reimbursements per MWp (E), all-in implied RtB price (F) | EUR k/MWp | 71.8968 | 71.8968
|  | RtB price used (E: EUR k/MWp, F: consideration EUR k) | EUR k | 90 | 5670
|  | Buyer cash flow at the RtB price, unlevered, after tax | EUR k |  |  | 95551.0912 | 0 | 0 | 0 | 0 | 0 | -10199.5 | -732.3036 | -18862.3657 | -18862.3657 | -18094.84 | 549.4896 | 554.9374 | 554.3408 | 533.6143 | 538.968 | 544.303 | 543.7093 | 440.5385 | 444.8609 | 449.1646 | 448.5738 | 1565.9345 | 1582.1204 | 1598.2669 | 1597.0147 | 1579.9976 | 1578.8399 | 1561.1825 | 1560.0567 | 1499.4812 | 1515.0483 | 1530.58 | 1529.4513 | 1411.9277 | 1426.5791 | 1441.1968 | 1440.127 | 1409.491 | 1424.1238 | 1438.7231 | 1437.662 | 1385.3695 | 1384.3316 | 1398.4956 | 1397.4364 | 1417.2857 | 1431.9546 | 1446.5885 | 1445.4754 | 1406.5621 | 1371.7661 | 1385.73 | 1384.6082 | 1355.1658 | 1369.1457 | 1383.0906 | 1381.9787 | 1352.0754 | 1351.0163 | 1364.7926 | 1363.7117 | 1288.138 | 1301.4324 | 1314.6937 | 1313.6429 | 1322.2603 | 1335.9142 | 1349.5344 | 1348.4634 | 1302.1167 | 1315.5362 | 1328.9217 | 1327.8398 | 1280.3867 | 1279.3316 | 1292.3244 | 1291.2476 | 1320.2562 | 1333.8356 | 1347.3798 | 1346.2549 | 1339.4272 | 1353.2049 | 1366.9468 | 1365.8067 | 1337.16 | 1350.9007 | 1364.6051 | 1363.4527 | -33458.6448 | 1344.2363 | 1357.9031 | 1356.7868 | 1693.8424 | 1711.3346 | 1728.7837 | 1727.4131 | 1631.292 | 1648.1216 | 1664.9091 | 1663.5718 | 1599.4597 | 1615.9444 | 1632.3873 | 1631.0592 | 1553.6775 | 1552.3961 | 1568.1609 | 1566.8532 | 1569.6658 | 1585.8397 | 1601.9725 | 1600.6653 | 1566.3207 | 1582.4644 | 1598.5671 | 1597.267 | 1545.0575 | 1560.9666 | 1576.8348 | 1575.5365 | 1543.1881 | 1541.9414 | 1557.6264 | 1556.3541 | 1563.9315 | 1580.0583 | 1596.1447 | 1594.8546 | 1637.2682 | 1547.6071 | 1563.3377 | 1562.0486 | 1575.5683 | 1591.8062 | 1608.003 | 1606.6941 | 1555.2597 | 1553.9852 | 1569.7744 | 1568.4737 | 1563.7672 | 1579.8605 | 1595.9123 | 1594.5896 | 1589.8043 | 1606.1652 | 1622.4839 | 1621.1388 | 1616.2734 | 0 | 0 | 0 | 0 | 0
|  | Buyer IRR at RtB, unlevered, after tax | % | 5.744%
|  | Buyer cash flow at the RtB price, unlevered, before tax | EUR k |  |  | 105797.4456 | 0 | 0 | 0 | 0 | 0 | -10199.5 | -732.3036 | -18862.3657 | -18862.3657 | -18094.84 | 549.4896 | 554.9374 | 554.3408 | 533.6143 | 538.968 | 544.303 | 543.7093 | 440.5385 | 444.8609 | 449.1646 | 448.5738 | 1599.3 | 1615.7994 | 1632.2575 | 1630.9464 | 1613.5765 | 1612.3643 | 1628.8579 | 1627.6207 | 1562.9396 | 1579.1036 | 1595.2287 | 1593.9884 | 1466.727 | 1481.8847 | 1497.0054 | 1495.8298 | 1464.0493 | 1479.1865 | 1494.2871 | 1493.1211 | 1436.5994 | 1435.4589 | 1450.081 | 1448.9171 | 1472.6149 | 1487.7919 | 1502.9304 | 1501.7072 | 1460.8307 | 1475.8675 | 1490.8655 | 1489.6328 | 1457.9724 | 1472.9879 | 1487.9651 | 1486.7432 | 1454.2294 | 1453.0655 | 1467.8574 | 1466.6696 | 1384.3154 | 1398.5777 | 1412.8037 | 1411.649 | 1421.8124 | 1436.4698 | 1451.0902 | 1449.9132 | 1399.6766 | 1414.0764 | 1428.4388 | 1427.2499 | 1375.4506 | 1374.2912 | 1388.222 | 1387.0387 | 1419.6101 | 1434.1857 | 1448.7224 | 1447.4864 | 1440.6771 | 1455.4706 | 1470.2246 | 1468.9718 | 1438.1858 | 1452.9385 | 1467.6513 | 1466.385 | -33364.8601 | 1360.0359 | 1373.767 | 1372.5403 | 1745.5057 | 1763.4406 | 1781.3282 | 1779.822 | 1676.7691 | 1693.9757 | 1711.1362 | 1709.6667 | 1641.7885 | 1658.6162 | 1675.398 | 1673.9385 | 1590.191 | 1588.7829 | 1604.8195 | 1603.3825 | 1609.0479 | 1625.5341 | 1641.9752 | 1640.5387 | 1605.372 | 1621.825 | 1638.233 | 1636.8042 | 1582.0059 | 1598.201 | 1614.3513 | 1612.9246 | 1578.6642 | 1577.2942 | 1593.2432 | 1591.8451 | 1602.7465 | 1619.181 | 1635.5709 | 1634.1533 | 1683.3363 | 1700.6672 | 1717.9535 | 1716.5369 | 1731.3938 | 1749.2376 | 1767.0363 | 1765.5979 | 1709.0765 | 1707.676 | 1725.0268 | 1723.5975 | 1718.4254 | 1736.1105 | 1753.7498 | 1752.2963 | 1747.0377 | 1765.0167 | 1782.9493 | 1781.4712 | 1776.1246 | 0 | 0 | 0 | 0 | 0
|  | Buyer IRR at RtB, unlevered, before tax | % | 6.174%
|  | Buyer cash flow at the RtB price, levered, actual tax (E: equity to COD) | EUR k | 53102.8469 |  | 89051.5423 | 0 | 0 | 0 | 0 | 0 | -10199.5 | -806.091 | -14045.8679 | -14034.8671 | -14016.521 | 195.6956 | 201.1434 | 200.5468 | 179.8203 | 185.174 | 190.509 | 189.9153 | 86.7445 | 91.0669 | 95.3706 | 94.7798 | 1219.4696 | 1235.548 | 1251.5856 | 1250.2225 | 1233.0921 | 1231.8207 | 1220.7093 | 1219.3501 | 1158.5353 | 1173.8648 | 1189.1559 | 1187.782 | 1070.007 | 1084.4086 | 1098.7734 | 1097.4459 | 1066.5459 | 1080.9161 | 1095.2495 | 1093.9176 | 1041.3493 | 1040.0338 | 1053.9183 | 1052.5745 | 1072.1325 | 1086.5112 | 1100.8513 | 1099.4391 | 1060.2198 | 1025.1187 | 1038.7737 | 1037.3376 | 1007.5738 | 1021.233 | 1034.8532 | 1033.4109 | 1003.1717 | 1001.7738 | 1015.2088 | 1013.7807 | 937.8524 | 950.7924 | 963.6949 | 962.2793 | 970.5241 | 983.8055 | 997.0485 | 995.5941 | 1656.4441 | 1315.678 | 1329.065 | 1327.9831 | 1280.5285 | 1279.4734 | 1292.4677 | 1291.3909 | 1320.3964 | 1333.9774 | 1347.5231 | 1346.3983 | 1339.5674 | 1353.3467 | 1367.0901 | 1365.9501 | 1337.3003 | 1351.0425 | 1364.7484 | 1363.5961 | -33458.503 | 1344.3781 | 1358.0465 | 1356.9301 | 1693.9826 | 1711.4764 | 1728.9271 | 1727.5565 | 1631.4323 | 1648.2634 | 1665.0524 | 1663.7151 | 1599.6 | 1616.0862 | 1632.5307 | 1631.2025 | 1553.8193 | 1552.5379 | 1568.3042 | 1566.9965 | 1569.806 | 1585.9815 | 1602.1159 | 1600.8087 | 1566.461 | 1582.6062 | 1598.7105 | 1597.4103 | 1545.1978 | 1561.1084 | 1576.9782 | 1575.6798 | 1543.3298 | 1542.0832 | 1557.7697 | 1556.4975 | 1564.0717 | 1580.2001 | 1596.288 | 1594.998 | 1637.4084 | 1547.6071 | 1563.3377 | 1562.0486 | 1575.5683 | 1591.8062 | 1608.003 | 1606.6941 | 1555.2597 | 1553.9852 | 1569.7744 | 1568.4737 | 1563.7672 | 1579.8605 | 1595.9123 | 1594.5896 | 1589.8043 | 1606.1652 | 1622.4839 | 1621.1388 | 1616.2734 | 0 | 0 | 0 | 0 | 0
|  | Buyer IRR at RtB, levered, after tax | % | 5.761%
Buyer at COD
|  | Buyer flows after COD before the price (unlevered, after tax) | EUR k |  |  | 162302.4664 | 0 | 0 | 0 | 0 | 0 | 0 | 0 | 0 | 0 | 0 | 549.4896 | 554.9374 | 554.3408 | 533.6143 | 538.968 | 544.303 | 543.7093 | 440.5385 | 444.8609 | 449.1646 | 448.5738 | 1565.9345 | 1582.1204 | 1598.2669 | 1597.0147 | 1579.9976 | 1578.8399 | 1561.1825 | 1560.0567 | 1499.4812 | 1515.0483 | 1530.58 | 1529.4513 | 1411.9277 | 1426.5791 | 1441.1968 | 1440.127 | 1409.491 | 1424.1238 | 1438.7231 | 1437.662 | 1385.3695 | 1384.3316 | 1398.4956 | 1397.4364 | 1417.2857 | 1431.9546 | 1446.5885 | 1445.4754 | 1406.5621 | 1371.7661 | 1385.73 | 1384.6082 | 1355.1658 | 1369.1457 | 1383.0906 | 1381.9787 | 1352.0754 | 1351.0163 | 1364.7926 | 1363.7117 | 1288.138 | 1301.4324 | 1314.6937 | 1313.6429 | 1322.2603 | 1335.9142 | 1349.5344 | 1348.4634 | 1302.1167 | 1315.5362 | 1328.9217 | 1327.8398 | 1280.3867 | 1279.3316 | 1292.3244 | 1291.2476 | 1320.2562 | 1333.8356 | 1347.3798 | 1346.2549 | 1339.4272 | 1353.2049 | 1366.9468 | 1365.8067 | 1337.16 | 1350.9007 | 1364.6051 | 1363.4527 | -33458.6448 | 1344.2363 | 1357.9031 | 1356.7868 | 1693.8424 | 1711.3346 | 1728.7837 | 1727.4131 | 1631.292 | 1648.1216 | 1664.9091 | 1663.5718 | 1599.4597 | 1615.9444 | 1632.3873 | 1631.0592 | 1553.6775 | 1552.3961 | 1568.1609 | 1566.8532 | 1569.6658 | 1585.8397 | 1601.9725 | 1600.6653 | 1566.3207 | 1582.4644 | 1598.5671 | 1597.267 | 1545.0575 | 1560.9666 | 1576.8348 | 1575.5365 | 1543.1881 | 1541.9414 | 1557.6264 | 1556.3541 | 1563.9315 | 1580.0583 | 1596.1447 | 1594.8546 | 1637.2682 | 1547.6071 | 1563.3377 | 1562.0486 | 1575.5683 | 1591.8062 | 1608.003 | 1606.6941 | 1555.2597 | 1553.9852 | 1569.7744 | 1568.4737 | 1563.7672 | 1579.8605 | 1595.9123 | 1594.5896 | 1589.8043 | 1606.1652 | 1622.4839 | 1621.1388 | 1616.2734 | 0 | 0 | 0 | 0 | 0
|  | Implied COD price at the target IRR, floored at 0 (E), closed form (F) | EUR k/MWp | 844.0622 | 844.0622
|  | COD price used (E: EUR k/MWp, F: enterprise value EUR k) | EUR k | 844.0622 | 53175.9156
|  | Buyer cash flow at the COD price, unlevered, after tax | EUR k |  |  | 109126.5507 | 0 | 0 | 0 | 0 | 0 | 0 | 0 | 0 | 0 | -53175.9156 | 549.4896 | 554.9374 | 554.3408 | 533.6143 | 538.968 | 544.303 | 543.7093 | 440.5385 | 444.8609 | 449.1646 | 448.5738 | 1565.9345 | 1582.1204 | 1598.2669 | 1597.0147 | 1579.9976 | 1578.8399 | 1561.1825 | 1560.0567 | 1499.4812 | 1515.0483 | 1530.58 | 1529.4513 | 1411.9277 | 1426.5791 | 1441.1968 | 1440.127 | 1409.491 | 1424.1238 | 1438.7231 | 1437.662 | 1385.3695 | 1384.3316 | 1398.4956 | 1397.4364 | 1417.2857 | 1431.9546 | 1446.5885 | 1445.4754 | 1406.5621 | 1371.7661 | 1385.73 | 1384.6082 | 1355.1658 | 1369.1457 | 1383.0906 | 1381.9787 | 1352.0754 | 1351.0163 | 1364.7926 | 1363.7117 | 1288.138 | 1301.4324 | 1314.6937 | 1313.6429 | 1322.2603 | 1335.9142 | 1349.5344 | 1348.4634 | 1302.1167 | 1315.5362 | 1328.9217 | 1327.8398 | 1280.3867 | 1279.3316 | 1292.3244 | 1291.2476 | 1320.2562 | 1333.8356 | 1347.3798 | 1346.2549 | 1339.4272 | 1353.2049 | 1366.9468 | 1365.8067 | 1337.16 | 1350.9007 | 1364.6051 | 1363.4527 | -33458.6448 | 1344.2363 | 1357.9031 | 1356.7868 | 1693.8424 | 1711.3346 | 1728.7837 | 1727.4131 | 1631.292 | 1648.1216 | 1664.9091 | 1663.5718 | 1599.4597 | 1615.9444 | 1632.3873 | 1631.0592 | 1553.6775 | 1552.3961 | 1568.1609 | 1566.8532 | 1569.6658 | 1585.8397 | 1601.9725 | 1600.6653 | 1566.3207 | 1582.4644 | 1598.5671 | 1597.267 | 1545.0575 | 1560.9666 | 1576.8348 | 1575.5365 | 1543.1881 | 1541.9414 | 1557.6264 | 1556.3541 | 1563.9315 | 1580.0583 | 1596.1447 | 1594.8546 | 1637.2682 | 1547.6071 | 1563.3377 | 1562.0486 | 1575.5683 | 1591.8062 | 1608.003 | 1606.6941 | 1555.2597 | 1553.9852 | 1569.7744 | 1568.4737 | 1563.7672 | 1579.8605 | 1595.9123 | 1594.5896 | 1589.8043 | 1606.1652 | 1622.4839 | 1621.1388 | 1616.2734 | 0 | 0 | 0 | 0 | 0
|  | Buyer IRR at COD, unlevered, after tax | % | 8%
|  | Buyer cash flow at the COD price, unlevered, before tax | EUR k |  |  | 119372.9051 | 0 | 0 | 0 | 0 | 0 | 0 | 0 | 0 | 0 | -53175.9156 | 549.4896 | 554.9374 | 554.3408 | 533.6143 | 538.968 | 544.303 | 543.7093 | 440.5385 | 444.8609 | 449.1646 | 448.5738 | 1599.3 | 1615.7994 | 1632.2575 | 1630.9464 | 1613.5765 | 1612.3643 | 1628.8579 | 1627.6207 | 1562.9396 | 1579.1036 | 1595.2287 | 1593.9884 | 1466.727 | 1481.8847 | 1497.0054 | 1495.8298 | 1464.0493 | 1479.1865 | 1494.2871 | 1493.1211 | 1436.5994 | 1435.4589 | 1450.081 | 1448.9171 | 1472.6149 | 1487.7919 | 1502.9304 | 1501.7072 | 1460.8307 | 1475.8675 | 1490.8655 | 1489.6328 | 1457.9724 | 1472.9879 | 1487.9651 | 1486.7432 | 1454.2294 | 1453.0655 | 1467.8574 | 1466.6696 | 1384.3154 | 1398.5777 | 1412.8037 | 1411.649 | 1421.8124 | 1436.4698 | 1451.0902 | 1449.9132 | 1399.6766 | 1414.0764 | 1428.4388 | 1427.2499 | 1375.4506 | 1374.2912 | 1388.222 | 1387.0387 | 1419.6101 | 1434.1857 | 1448.7224 | 1447.4864 | 1440.6771 | 1455.4706 | 1470.2246 | 1468.9718 | 1438.1858 | 1452.9385 | 1467.6513 | 1466.385 | -33364.8601 | 1360.0359 | 1373.767 | 1372.5403 | 1745.5057 | 1763.4406 | 1781.3282 | 1779.822 | 1676.7691 | 1693.9757 | 1711.1362 | 1709.6667 | 1641.7885 | 1658.6162 | 1675.398 | 1673.9385 | 1590.191 | 1588.7829 | 1604.8195 | 1603.3825 | 1609.0479 | 1625.5341 | 1641.9752 | 1640.5387 | 1605.372 | 1621.825 | 1638.233 | 1636.8042 | 1582.0059 | 1598.201 | 1614.3513 | 1612.9246 | 1578.6642 | 1577.2942 | 1593.2432 | 1591.8451 | 1602.7465 | 1619.181 | 1635.5709 | 1634.1533 | 1683.3363 | 1700.6672 | 1717.9535 | 1716.5369 | 1731.3938 | 1749.2376 | 1767.0363 | 1765.5979 | 1709.0765 | 1707.676 | 1725.0268 | 1723.5975 | 1718.4254 | 1736.1105 | 1753.7498 | 1752.2963 | 1747.0377 | 1765.0167 | 1782.9493 | 1781.4712 | 1776.1246 | 0 | 0 | 0 | 0 | 0
|  | Buyer IRR at COD, unlevered, before tax | % | 8.49%
|  | Buyer at COD, levered: price less debt plus the DSRA balance (E: equity) | EUR k | 39011.9172 |  | 103142.472 | 0 | 0 | 0 | 0 | 0 | 0 | 0 | 0 | 0 | -39011.9172 | 195.6956 | 201.1434 | 200.5468 | 179.8203 | 185.174 | 190.509 | 189.9153 | 86.7445 | 91.0669 | 95.3706 | 94.7798 | 1219.4696 | 1235.548 | 1251.5856 | 1250.2225 | 1233.0921 | 1231.8207 | 1220.7093 | 1219.3501 | 1158.5353 | 1173.8648 | 1189.1559 | 1187.782 | 1070.007 | 1084.4086 | 1098.7734 | 1097.4459 | 1066.5459 | 1080.9161 | 1095.2495 | 1093.9176 | 1041.3493 | 1040.0338 | 1053.9183 | 1052.5745 | 1072.1325 | 1086.5112 | 1100.8513 | 1099.4391 | 1060.2198 | 1025.1187 | 1038.7737 | 1037.3376 | 1007.5738 | 1021.233 | 1034.8532 | 1033.4109 | 1003.1717 | 1001.7738 | 1015.2088 | 1013.7807 | 937.8524 | 950.7924 | 963.6949 | 962.2793 | 970.5241 | 983.8055 | 997.0485 | 995.5941 | 1656.4441 | 1315.678 | 1329.065 | 1327.9831 | 1280.5285 | 1279.4734 | 1292.4677 | 1291.3909 | 1320.3964 | 1333.9774 | 1347.5231 | 1346.3983 | 1339.5674 | 1353.3467 | 1367.0901 | 1365.9501 | 1337.3003 | 1351.0425 | 1364.7484 | 1363.5961 | -33458.503 | 1344.3781 | 1358.0465 | 1356.9301 | 1693.9826 | 1711.4764 | 1728.9271 | 1727.5565 | 1631.4323 | 1648.2634 | 1665.0524 | 1663.7151 | 1599.6 | 1616.0862 | 1632.5307 | 1631.2025 | 1553.8193 | 1552.5379 | 1568.3042 | 1566.9965 | 1569.806 | 1585.9815 | 1602.1159 | 1600.8087 | 1566.461 | 1582.6062 | 1598.7105 | 1597.4103 | 1545.1978 | 1561.1084 | 1576.9782 | 1575.6798 | 1543.3298 | 1542.0832 | 1557.7697 | 1556.4975 | 1564.0717 | 1580.2001 | 1596.288 | 1594.998 | 1637.4084 | 1547.6071 | 1563.3377 | 1562.0486 | 1575.5683 | 1591.8062 | 1608.003 | 1606.6941 | 1555.2597 | 1553.9852 | 1569.7744 | 1568.4737 | 1563.7672 | 1579.8605 | 1595.9123 | 1594.5896 | 1589.8043 | 1606.1652 | 1622.4839 | 1621.1388 | 1616.2734 | 0 | 0 | 0 | 0 | 0
|  | Buyer IRR at COD, levered, after tax | % | 8.472%
x |  | FEP return on loans and costs (12 %; E: to the exit, F: to COD)
|  | Return per period (E: v3 monthly compounding; fix 8: act/365 simple) | factor | 3.03% |  |  | 3.025% | 2.959% | 2.992% | 3.025% | 3.025% | 2.959% | 2.992% | 3.025% | 3.025% | 2.992% | 2.992% | 3.025% | 3.025% | 2.959% | 2.992% | 3.025% | 3.025% | 2.959% | 2.992% | 3.025% | 3.025% | 2.959% | 2.992% | 3.025% | 3.025% | 2.992% | 2.992% | 3.025% | 3.025% | 2.959% | 2.992% | 3.025% | 3.025% | 2.959% | 2.992% | 3.025% | 3.025% | 2.959% | 2.992% | 3.025% | 3.025% | 2.992% | 2.992% | 3.025% | 3.025% | 2.959% | 2.992% | 3.025% | 3.025% | 2.959% | 2.992% | 3.025% | 3.025% | 2.959% | 2.992% | 3.025% | 3.025% | 2.992% | 2.992% | 3.025% | 3.025% | 2.959% | 2.992% | 3.025% | 3.025% | 2.959% | 2.992% | 3.025% | 3.025% | 2.959% | 2.992% | 3.025% | 3.025% | 2.992% | 2.992% | 3.025% | 3.025% | 2.959% | 2.992% | 3.025% | 3.025% | 2.959% | 2.992% | 3.025% | 3.025% | 2.959% | 2.992% | 3.025% | 3.025% | 2.992% | 2.992% | 3.025% | 3.025% | 2.959% | 2.992% | 3.025% | 3.025% | 2.959% | 2.992% | 3.025% | 3.025% | 2.959% | 2.992% | 3.025% | 3.025% | 2.992% | 2.992% | 3.025% | 3.025% | 2.959% | 2.992% | 3.025% | 3.025% | 2.959% | 2.992% | 3.025% | 3.025% | 2.959% | 2.992% | 3.025% | 3.025% | 2.992% | 2.992% | 3.025% | 3.025% | 2.959% | 2.992% | 3.025% | 3.025% | 2.959% | 2.992% | 3.025% | 3.025% | 2.959% | 2.992% | 3.025% | 3.025% | 2.992% | 2.992% | 3.025% | 3.025% | 2.959% | 2.992% | 3.025% | 3.025% | 2.959% | 2.992% | 3.025% | 3.025% | 2.959% | 2.992% | 3.025% | 3.025% | 2.992% | 2.992%
|  | Principal: DSA, early works, deposits, guarantee fees, SPV price | EUR k |  |  | 2356.5875 | 2000.3523 | -818.6847 | 684.4627 | 226.9294 | 226.9294 | 7.2234 | 7.3036 | 7.3839 | 7.3839 | 7.3036 | 0 | 0 | 0 | 0 | 0 | 0 | 0 | 0 | 0 | 0 | 0 | 0 | 0 | 0 | 0 | 0 | 0 | 0 | 0 | 0 | 0 | 0 | 0 | 0 | 0 | 0 | 0 | 0 | 0 | 0 | 0 | 0 | 0 | 0 | 0 | 0 | 0 | 0 | 0 | 0 | 0 | 0 | 0 | 0 | 0 | 0 | 0 | 0 | 0 | 0 | 0 | 0 | 0 | 0 | 0 | 0 | 0 | 0 | 0 | 0 | 0 | 0 | 0 | 0 | 0 | 0 | 0 | 0 | 0 | 0 | 0 | 0 | 0 | 0 | 0 | 0 | 0 | 0 | 0 | 0 | 0 | 0 | 0 | 0 | 0 | 0 | 0 | 0 | 0 | 0 | 0 | 0 | 0 | 0 | 0 | 0 | 0 | 0 | 0 | 0 | 0 | 0 | 0 | 0 | 0 | 0 | 0 | 0 | 0 | 0 | 0 | 0 | 0 | 0 | 0 | 0 | 0 | 0 | 0 | 0 | 0 | 0 | 0 | 0 | 0 | 0 | 0 | 0 | 0 | 0 | 0 | 0 | 0 | 0 | 0 | 0 | 0 | 0 | 0 | 0 | 0 | 0 | 0 | 0 | 0
|  | Opening balance (principal and capitalised return) | EUR k |  |  |  | 0 | 2000.3523 | 1181.6675 | 1866.1303 | 2093.0596 | 2534.2823 | 2541.5057 | 2548.8094 | 2556.1933 | 2869.0093 | 2876.313 | 2876.313 | 2876.313 | 2962.1474 | 2962.1474 | 2962.1474 | 2962.1474 | 2962.1474 | 2962.1474 | 2962.1474 | 2962.1474 | 2962.1474 | 2962.1474 | 2962.1474 | 2962.1474 | 2962.1474 | 2962.1474 | 2962.1474 | 2962.1474 | 2962.1474 | 2962.1474 | 2962.1474 | 2962.1474 | 2962.1474 | 2962.1474 | 2962.1474 | 2962.1474 | 2962.1474 | 2962.1474 | 2962.1474 | 2962.1474 | 2962.1474 | 2962.1474 | 2962.1474 | 2962.1474 | 2962.1474 | 2962.1474 | 2962.1474 | 2962.1474 | 2962.1474 | 2962.1474 | 2962.1474 | 2962.1474 | 2962.1474 | 2962.1474 | 2962.1474 | 2962.1474 | 2962.1474 | 2962.1474 | 2962.1474 | 2962.1474 | 2962.1474 | 2962.1474 | 2962.1474 | 2962.1474 | 2962.1474 | 2962.1474 | 2962.1474 | 2962.1474 | 2962.1474 | 2962.1474 | 2962.1474 | 2962.1474 | 2962.1474 | 2962.1474 | 2962.1474 | 2962.1474 | 2962.1474 | 2962.1474 | 2962.1474 | 2962.1474 | 2962.1474 | 2962.1474 | 2962.1474 | 2962.1474 | 2962.1474 | 2962.1474 | 2962.1474 | 2962.1474 | 2962.1474 | 2962.1474 | 2962.1474 | 2962.1474 | 2962.1474 | 2962.1474 | 2962.1474 | 2962.1474 | 2962.1474 | 2962.1474 | 2962.1474 | 2962.1474 | 2962.1474 | 2962.1474 | 2962.1474 | 2962.1474 | 2962.1474 | 2962.1474 | 2962.1474 | 2962.1474 | 2962.1474 | 2962.1474 | 2962.1474 | 2962.1474 | 2962.1474 | 2962.1474 | 2962.1474 | 2962.1474 | 2962.1474 | 2962.1474 | 2962.1474 | 2962.1474 | 2962.1474 | 2962.1474 | 2962.1474 | 2962.1474 | 2962.1474 | 2962.1474 | 2962.1474 | 2962.1474 | 2962.1474 | 2962.1474 | 2962.1474 | 2962.1474 | 2962.1474 | 2962.1474 | 2962.1474 | 2962.1474 | 2962.1474 | 2962.1474 | 2962.1474 | 2962.1474 | 2962.1474 | 2962.1474 | 2962.1474 | 2962.1474 | 2962.1474 | 2962.1474 | 2962.1474 | 2962.1474 | 2962.1474 | 2962.1474 | 2962.1474 | 2962.1474 | 2962.1474 | 2962.1474
|  | Return accrued | EUR k | 289.2803 | 605.5599 | 605.5599 | 0 | 59.1885 | 35.3529 | 56.4441 | 63.3079 | 74.987 | 76.0363 | 77.0928 | 77.3161 | 85.8345 | 0 | 0 | 0 | 0 | 0 | 0 | 0 | 0 | 0 | 0 | 0 | 0 | 0 | 0 | 0 | 0 | 0 | 0 | 0 | 0 | 0 | 0 | 0 | 0 | 0 | 0 | 0 | 0 | 0 | 0 | 0 | 0 | 0 | 0 | 0 | 0 | 0 | 0 | 0 | 0 | 0 | 0 | 0 | 0 | 0 | 0 | 0 | 0 | 0 | 0 | 0 | 0 | 0 | 0 | 0 | 0 | 0 | 0 | 0 | 0 | 0 | 0 | 0 | 0 | 0 | 0 | 0 | 0 | 0 | 0 | 0 | 0 | 0 | 0 | 0 | 0 | 0 | 0 | 0 | 0 | 0 | 0 | 0 | 0 | 0 | 0 | 0 | 0 | 0 | 0 | 0 | 0 | 0 | 0 | 0 | 0 | 0 | 0 | 0 | 0 | 0 | 0 | 0 | 0 | 0 | 0 | 0 | 0 | 0 | 0 | 0 | 0 | 0 | 0 | 0 | 0 | 0 | 0 | 0 | 0 | 0 | 0 | 0 | 0 | 0 | 0 | 0 | 0 | 0 | 0 | 0 | 0 | 0 | 0 | 0 | 0 | 0 | 0 | 0 | 0 | 0 | 0 | 0 | 0 | 0
|  | Return capitalised (31-Dec with fix 8, else every period) | EUR k |  |  | 605.5599 | 0 | 0 | 0 | 0 | 214.2933 | 0 | 0 | 0 | 305.4321 | 0 | 0 | 0 | 85.8345 | 0 | 0 | 0 | 0 | 0 | 0 | 0 | 0 | 0 | 0 | 0 | 0 | 0 | 0 | 0 | 0 | 0 | 0 | 0 | 0 | 0 | 0 | 0 | 0 | 0 | 0 | 0 | 0 | 0 | 0 | 0 | 0 | 0 | 0 | 0 | 0 | 0 | 0 | 0 | 0 | 0 | 0 | 0 | 0 | 0 | 0 | 0 | 0 | 0 | 0 | 0 | 0 | 0 | 0 | 0 | 0 | 0 | 0 | 0 | 0 | 0 | 0 | 0 | 0 | 0 | 0 | 0 | 0 | 0 | 0 | 0 | 0 | 0 | 0 | 0 | 0 | 0 | 0 | 0 | 0 | 0 | 0 | 0 | 0 | 0 | 0 | 0 | 0 | 0 | 0 | 0 | 0 | 0 | 0 | 0 | 0 | 0 | 0 | 0 | 0 | 0 | 0 | 0 | 0 | 0 | 0 | 0 | 0 | 0 | 0 | 0 | 0 | 0 | 0 | 0 | 0 | 0 | 0 | 0 | 0 | 0 | 0 | 0 | 0 | 0 | 0 | 0 | 0 | 0 | 0 | 0 | 0 | 0 | 0 | 0 | 0 | 0 | 0 | 0 | 0 | 0 | 0
|  | Closing balance | EUR k |  |  |  | 2000.3523 | 1181.6675 | 1866.1303 | 2093.0596 | 2534.2823 | 2541.5057 | 2548.8094 | 2556.1933 | 2869.0093 | 2876.313 | 2876.313 | 2876.313 | 2962.1474 | 2962.1474 | 2962.1474 | 2962.1474 | 2962.1474 | 2962.1474 | 2962.1474 | 2962.1474 | 2962.1474 | 2962.1474 | 2962.1474 | 2962.1474 | 2962.1474 | 2962.1474 | 2962.1474 | 2962.1474 | 2962.1474 | 2962.1474 | 2962.1474 | 2962.1474 | 2962.1474 | 2962.1474 | 2962.1474 | 2962.1474 | 2962.1474 | 2962.1474 | 2962.1474 | 2962.1474 | 2962.1474 | 2962.1474 | 2962.1474 | 2962.1474 | 2962.1474 | 2962.1474 | 2962.1474 | 2962.1474 | 2962.1474 | 2962.1474 | 2962.1474 | 2962.1474 | 2962.1474 | 2962.1474 | 2962.1474 | 2962.1474 | 2962.1474 | 2962.1474 | 2962.1474 | 2962.1474 | 2962.1474 | 2962.1474 | 2962.1474 | 2962.1474 | 2962.1474 | 2962.1474 | 2962.1474 | 2962.1474 | 2962.1474 | 2962.1474 | 2962.1474 | 2962.1474 | 2962.1474 | 2962.1474 | 2962.1474 | 2962.1474 | 2962.1474 | 2962.1474 | 2962.1474 | 2962.1474 | 2962.1474 | 2962.1474 | 2962.1474 | 2962.1474 | 2962.1474 | 2962.1474 | 2962.1474 | 2962.1474 | 2962.1474 | 2962.1474 | 2962.1474 | 2962.1474 | 2962.1474 | 2962.1474 | 2962.1474 | 2962.1474 | 2962.1474 | 2962.1474 | 2962.1474 | 2962.1474 | 2962.1474 | 2962.1474 | 2962.1474 | 2962.1474 | 2962.1474 | 2962.1474 | 2962.1474 | 2962.1474 | 2962.1474 | 2962.1474 | 2962.1474 | 2962.1474 | 2962.1474 | 2962.1474 | 2962.1474 | 2962.1474 | 2962.1474 | 2962.1474 | 2962.1474 | 2962.1474 | 2962.1474 | 2962.1474 | 2962.1474 | 2962.1474 | 2962.1474 | 2962.1474 | 2962.1474 | 2962.1474 | 2962.1474 | 2962.1474 | 2962.1474 | 2962.1474 | 2962.1474 | 2962.1474 | 2962.1474 | 2962.1474 | 2962.1474 | 2962.1474 | 2962.1474 | 2962.1474 | 2962.1474 | 2962.1474 | 2962.1474 | 2962.1474 | 2962.1474 | 2962.1474 | 2962.1474 | 2962.1474 | 2962.1474 | 2962.1474 | 2962.1474 | 2962.1474 | 2962.1474 | 2962.1474 | 2962.1474
|  | PSH land: opening balance (v3 rule) | EUR k |  |  |  | 0 | 150 | 150 | 150 | 150 | 168 | 168 | 168 | 168 | 188.16 | 188.16 | 188.16 | 188.16 | 193.7893 | 193.7893 | 193.7893 | 193.7893 | 193.7893 | 193.7893 | 193.7893 | 193.7893 | 193.7893 | 193.7893 | 193.7893 | 193.7893 | 193.7893 | 193.7893 | 193.7893 | 193.7893 | 193.7893 | 193.7893 | 193.7893 | 193.7893 | 193.7893 | 193.7893 | 193.7893 | 193.7893 | 193.7893 | 193.7893 | 193.7893 | 193.7893 | 193.7893 | 193.7893 | 193.7893 | 193.7893 | 193.7893 | 193.7893 | 193.7893 | 193.7893 | 193.7893 | 193.7893 | 193.7893 | 193.7893 | 193.7893 | 193.7893 | 193.7893 | 193.7893 | 193.7893 | 193.7893 | 193.7893 | 193.7893 | 193.7893 | 193.7893 | 193.7893 | 193.7893 | 193.7893 | 193.7893 | 193.7893 | 193.7893 | 193.7893 | 193.7893 | 193.7893 | 193.7893 | 193.7893 | 193.7893 | 193.7893 | 193.7893 | 193.7893 | 193.7893 | 193.7893 | 193.7893 | 193.7893 | 193.7893 | 193.7893 | 193.7893 | 193.7893 | 193.7893 | 193.7893 | 193.7893 | 193.7893 | 193.7893 | 193.7893 | 193.7893 | 193.7893 | 193.7893 | 193.7893 | 193.7893 | 193.7893 | 193.7893 | 193.7893 | 193.7893 | 193.7893 | 193.7893 | 193.7893 | 193.7893 | 193.7893 | 193.7893 | 193.7893 | 193.7893 | 193.7893 | 193.7893 | 193.7893 | 193.7893 | 193.7893 | 193.7893 | 193.7893 | 193.7893 | 193.7893 | 193.7893 | 193.7893 | 193.7893 | 193.7893 | 193.7893 | 193.7893 | 193.7893 | 193.7893 | 193.7893 | 193.7893 | 193.7893 | 193.7893 | 193.7893 | 193.7893 | 193.7893 | 193.7893 | 193.7893 | 193.7893 | 193.7893 | 193.7893 | 193.7893 | 193.7893 | 193.7893 | 193.7893 | 193.7893 | 193.7893 | 193.7893 | 193.7893 | 193.7893 | 193.7893 | 193.7893 | 193.7893 | 193.7893 | 193.7893 | 193.7893 | 193.7893 | 193.7893
|  | PSH land: return accrued | EUR k | 22.971 | 43.7893 | 43.7893 | 0 | 4.4384 | 4.4877 | 4.537 | 4.537 | 4.971 | 5.0262 | 5.0814 | 5.0814 | 5.6293 | 0 | 0 | 0 | 0 | 0 | 0 | 0 | 0 | 0 | 0 | 0 | 0 | 0 | 0 | 0 | 0 | 0 | 0 | 0 | 0 | 0 | 0 | 0 | 0 | 0 | 0 | 0 | 0 | 0 | 0 | 0 | 0 | 0 | 0 | 0 | 0 | 0 | 0 | 0 | 0 | 0 | 0 | 0 | 0 | 0 | 0 | 0 | 0 | 0 | 0 | 0 | 0 | 0 | 0 | 0 | 0 | 0 | 0 | 0 | 0 | 0 | 0 | 0 | 0 | 0 | 0 | 0 | 0 | 0 | 0 | 0 | 0 | 0 | 0 | 0 | 0 | 0 | 0 | 0 | 0 | 0 | 0 | 0 | 0 | 0 | 0 | 0 | 0 | 0 | 0 | 0 | 0 | 0 | 0 | 0 | 0 | 0 | 0 | 0 | 0 | 0 | 0 | 0 | 0 | 0 | 0 | 0 | 0 | 0 | 0 | 0 | 0 | 0 | 0 | 0 | 0 | 0 | 0 | 0 | 0 | 0 | 0 | 0 | 0 | 0 | 0 | 0 | 0 | 0 | 0 | 0 | 0 | 0 | 0 | 0 | 0 | 0 | 0 | 0 | 0 | 0 | 0 | 0 | 0 | 0
|  | PSH land: return capitalised | EUR k |  |  | 43.7893 | 0 | 0 | 0 | 0 | 18 | 0 | 0 | 0 | 20.16 | 0 | 0 | 0 | 5.6293 | 0 | 0 | 0 | 0 | 0 | 0 | 0 | 0 | 0 | 0 | 0 | 0 | 0 | 0 | 0 | 0 | 0 | 0 | 0 | 0 | 0 | 0 | 0 | 0 | 0 | 0 | 0 | 0 | 0 | 0 | 0 | 0 | 0 | 0 | 0 | 0 | 0 | 0 | 0 | 0 | 0 | 0 | 0 | 0 | 0 | 0 | 0 | 0 | 0 | 0 | 0 | 0 | 0 | 0 | 0 | 0 | 0 | 0 | 0 | 0 | 0 | 0 | 0 | 0 | 0 | 0 | 0 | 0 | 0 | 0 | 0 | 0 | 0 | 0 | 0 | 0 | 0 | 0 | 0 | 0 | 0 | 0 | 0 | 0 | 0 | 0 | 0 | 0 | 0 | 0 | 0 | 0 | 0 | 0 | 0 | 0 | 0 | 0 | 0 | 0 | 0 | 0 | 0 | 0 | 0 | 0 | 0 | 0 | 0 | 0 | 0 | 0 | 0 | 0 | 0 | 0 | 0 | 0 | 0 | 0 | 0 | 0 | 0 | 0 | 0 | 0 | 0 | 0 | 0 | 0 | 0 | 0 | 0 | 0 | 0 | 0 | 0 | 0 | 0 | 0 | 0 | 0
|  | PSH land: closing balance | EUR k |  |  |  | 150 | 150 | 150 | 150 | 168 | 168 | 168 | 168 | 188.16 | 188.16 | 188.16 | 188.16 | 193.7893 | 193.7893 | 193.7893 | 193.7893 | 193.7893 | 193.7893 | 193.7893 | 193.7893 | 193.7893 | 193.7893 | 193.7893 | 193.7893 | 193.7893 | 193.7893 | 193.7893 | 193.7893 | 193.7893 | 193.7893 | 193.7893 | 193.7893 | 193.7893 | 193.7893 | 193.7893 | 193.7893 | 193.7893 | 193.7893 | 193.7893 | 193.7893 | 193.7893 | 193.7893 | 193.7893 | 193.7893 | 193.7893 | 193.7893 | 193.7893 | 193.7893 | 193.7893 | 193.7893 | 193.7893 | 193.7893 | 193.7893 | 193.7893 | 193.7893 | 193.7893 | 193.7893 | 193.7893 | 193.7893 | 193.7893 | 193.7893 | 193.7893 | 193.7893 | 193.7893 | 193.7893 | 193.7893 | 193.7893 | 193.7893 | 193.7893 | 193.7893 | 193.7893 | 193.7893 | 193.7893 | 193.7893 | 193.7893 | 193.7893 | 193.7893 | 193.7893 | 193.7893 | 193.7893 | 193.7893 | 193.7893 | 193.7893 | 193.7893 | 193.7893 | 193.7893 | 193.7893 | 193.7893 | 193.7893 | 193.7893 | 193.7893 | 193.7893 | 193.7893 | 193.7893 | 193.7893 | 193.7893 | 193.7893 | 193.7893 | 193.7893 | 193.7893 | 193.7893 | 193.7893 | 193.7893 | 193.7893 | 193.7893 | 193.7893 | 193.7893 | 193.7893 | 193.7893 | 193.7893 | 193.7893 | 193.7893 | 193.7893 | 193.7893 | 193.7893 | 193.7893 | 193.7893 | 193.7893 | 193.7893 | 193.7893 | 193.7893 | 193.7893 | 193.7893 | 193.7893 | 193.7893 | 193.7893 | 193.7893 | 193.7893 | 193.7893 | 193.7893 | 193.7893 | 193.7893 | 193.7893 | 193.7893 | 193.7893 | 193.7893 | 193.7893 | 193.7893 | 193.7893 | 193.7893 | 193.7893 | 193.7893 | 193.7893 | 193.7893 | 193.7893 | 193.7893 | 193.7893 | 193.7893 | 193.7893 | 193.7893 | 193.7893 | 193.7893 | 193.7893 | 193.7893 | 193.7893
x |  | Sale at RtB (JV split: 221025 sheet, step share rule)
|  | Share rule inputs (E: low − high share, F: v3 slide width) | % | 10% | 10
|  | Futureal share by rule (E: step, F: v3 slide) | % | 60% | 60%
|  | Share of the distributable amount (E: Futureal, F: PSH) | % | 60% | 40%
RtB waterfall (E: due, F: paid)
|  | Cash available: consideration (E and F) | EUR k | 5670 | 5670
|  | Sale costs | EUR k | 0 | 0
|  | FEP SPV acquisition price / connection rights | EUR k | 549 | 549
|  | DSA loan principal | EUR k | 945 | 945
|  | FEP 12 % return | EUR k | 289.2803 | 289.2803
|  | Guarantee fees paid by FEP | EUR k | 34.7124 | 34.7124
|  | PSH land apport and return (v3 rule) | EUR k | 0 | 0
|  | Distributable | EUR k |  | 3852.0073
|  | Check: paid + distributable − available (E), steps paid above due (F) | EUR k | 0 | 0
|  | FEP receipts at the exit | EUR k |  | 4129.1971
|  | PSH receipts at the exit | EUR k |  | 1540.8029
FEP returns – sale at RtB
|  | FEP outlays – RtB route | EUR k |  |  | -7472.0874 | -2749.3523 | -395.1903 | -684.4627 | -226.9294 | -1835.4129 | -1580.7399 | 0 | 0 | 0 | 0 | 0 | 0 | 0 | 0 | 0 | 0 | 0 | 0 | 0 | 0 | 0 | 0 | 0 | 0 | 0 | 0 | 0 | 0 | 0 | 0 | 0 | 0 | 0 | 0 | 0 | 0 | 0 | 0 | 0 | 0 | 0 | 0 | 0 | 0 | 0 | 0 | 0 | 0 | 0 | 0 | 0 | 0 | 0 | 0 | 0 | 0 | 0 | 0 | 0 | 0 | 0 | 0 | 0 | 0 | 0 | 0 | 0 | 0 | 0 | 0 | 0 | 0 | 0 | 0 | 0 | 0 | 0 | 0 | 0 | 0 | 0 | 0 | 0 | 0 | 0 | 0 | 0 | 0 | 0 | 0 | 0 | 0 | 0 | 0 | 0 | 0 | 0 | 0 | 0 | 0 | 0 | 0 | 0 | 0 | 0 | 0 | 0 | 0 | 0 | 0 | 0 | 0 | 0 | 0 | 0 | 0 | 0 | 0 | 0 | 0 | 0 | 0 | 0 | 0 | 0 | 0 | 0 | 0 | 0 | 0 | 0 | 0 | 0 | 0 | 0 | 0 | 0 | 0 | 0 | 0 | 0 | 0 | 0 | 0 | 0 | 0 | 0 | 0 | 0 | 0 | 0 | 0 | 0 | 0 | 0
|  | FEP receipts – RtB route | EUR k |  |  | 9872.5721 | 0 | 1213.875 | 0 | 0 | 0 | 8658.6971 | 0 | 0 | 0 | 0 | 0 | 0 | 0 | 0 | 0 | 0 | 0 | 0 | 0 | 0 | 0 | 0 | 0 | 0 | 0 | 0 | 0 | 0 | 0 | 0 | 0 | 0 | 0 | 0 | 0 | 0 | 0 | 0 | 0 | 0 | 0 | 0 | 0 | 0 | 0 | 0 | 0 | 0 | 0 | 0 | 0 | 0 | 0 | 0 | 0 | 0 | 0 | 0 | 0 | 0 | 0 | 0 | 0 | 0 | 0 | 0 | 0 | 0 | 0 | 0 | 0 | 0 | 0 | 0 | 0 | 0 | 0 | 0 | 0 | 0 | 0 | 0 | 0 | 0 | 0 | 0 | 0 | 0 | 0 | 0 | 0 | 0 | 0 | 0 | 0 | 0 | 0 | 0 | 0 | 0 | 0 | 0 | 0 | 0 | 0 | 0 | 0 | 0 | 0 | 0 | 0 | 0 | 0 | 0 | 0 | 0 | 0 | 0 | 0 | 0 | 0 | 0 | 0 | 0 | 0 | 0 | 0 | 0 | 0 | 0 | 0 | 0 | 0 | 0 | 0 | 0 | 0 | 0 | 0 | 0 | 0 | 0 | 0 | 0 | 0 | 0 | 0 | 0 | 0 | 0 | 0 | 0 | 0 | 0 | 0
|  | FEP cash flow before tax on the gain | EUR k |  |  | 2400.4847 | -2749.3523 | 818.6847 | -684.4627 | -226.9294 | -1835.4129 | 7077.9572 | 0 | 0 | 0 | 0 | 0 | 0 | 0 | 0 | 0 | 0 | 0 | 0 | 0 | 0 | 0 | 0 | 0 | 0 | 0 | 0 | 0 | 0 | 0 | 0 | 0 | 0 | 0 | 0 | 0 | 0 | 0 | 0 | 0 | 0 | 0 | 0 | 0 | 0 | 0 | 0 | 0 | 0 | 0 | 0 | 0 | 0 | 0 | 0 | 0 | 0 | 0 | 0 | 0 | 0 | 0 | 0 | 0 | 0 | 0 | 0 | 0 | 0 | 0 | 0 | 0 | 0 | 0 | 0 | 0 | 0 | 0 | 0 | 0 | 0 | 0 | 0 | 0 | 0 | 0 | 0 | 0 | 0 | 0 | 0 | 0 | 0 | 0 | 0 | 0 | 0 | 0 | 0 | 0 | 0 | 0 | 0 | 0 | 0 | 0 | 0 | 0 | 0 | 0 | 0 | 0 | 0 | 0 | 0 | 0 | 0 | 0 | 0 | 0 | 0 | 0 | 0 | 0 | 0 | 0 | 0 | 0 | 0 | 0 | 0 | 0 | 0 | 0 | 0 | 0 | 0 | 0 | 0 | 0 | 0 | 0 | 0 | 0 | 0 | 0 | 0 | 0 | 0 | 0 | 0 | 0 | 0 | 0 | 0 | 0
|  | FEP tax: 12 % return as interest, gain if taxed or asset deal (E) | EUR k | -26.0352 |  | -26.0352 | 0 | 0 | 0 | 0 | 0 | -26.0352 | 0 | 0 | 0 | 0 | 0 | 0 | 0 | 0 | 0 | 0 | 0 | 0 | 0 | 0 | 0 | 0 | 0 | 0 | 0 | 0 | 0 | 0 | 0 | 0 | 0 | 0 | 0 | 0 | 0 | 0 | 0 | 0 | 0 | 0 | 0 | 0 | 0 | 0 | 0 | 0 | 0 | 0 | 0 | 0 | 0 | 0 | 0 | 0 | 0 | 0 | 0 | 0 | 0 | 0 | 0 | 0 | 0 | 0 | 0 | 0 | 0 | 0 | 0 | 0 | 0 | 0 | 0 | 0 | 0 | 0 | 0 | 0 | 0 | 0 | 0 | 0 | 0 | 0 | 0 | 0 | 0 | 0 | 0 | 0 | 0 | 0 | 0 | 0 | 0 | 0 | 0 | 0 | 0 | 0 | 0 | 0 | 0 | 0 | 0 | 0 | 0 | 0 | 0 | 0 | 0 | 0 | 0 | 0 | 0 | 0 | 0 | 0 | 0 | 0 | 0 | 0 | 0 | 0 | 0 | 0 | 0 | 0 | 0 | 0 | 0 | 0 | 0 | 0 | 0 | 0 | 0 | 0 | 0 | 0 | 0 | 0 | 0 | 0 | 0 | 0 | 0 | 0 | 0 | 0 | 0 | 0 | 0 | 0 | 0
|  | FEP cash flow – sale at RtB | EUR k |  |  | 2374.4495 | -2749.3523 | 818.6847 | -684.4627 | -226.9294 | -1835.4129 | 7051.922 | 0 | 0 | 0 | 0 | 0 | 0 | 0 | 0 | 0 | 0 | 0 | 0 | 0 | 0 | 0 | 0 | 0 | 0 | 0 | 0 | 0 | 0 | 0 | 0 | 0 | 0 | 0 | 0 | 0 | 0 | 0 | 0 | 0 | 0 | 0 | 0 | 0 | 0 | 0 | 0 | 0 | 0 | 0 | 0 | 0 | 0 | 0 | 0 | 0 | 0 | 0 | 0 | 0 | 0 | 0 | 0 | 0 | 0 | 0 | 0 | 0 | 0 | 0 | 0 | 0 | 0 | 0 | 0 | 0 | 0 | 0 | 0 | 0 | 0 | 0 | 0 | 0 | 0 | 0 | 0 | 0 | 0 | 0 | 0 | 0 | 0 | 0 | 0 | 0 | 0 | 0 | 0 | 0 | 0 | 0 | 0 | 0 | 0 | 0 | 0 | 0 | 0 | 0 | 0 | 0 | 0 | 0 | 0 | 0 | 0 | 0 | 0 | 0 | 0 | 0 | 0 | 0 | 0 | 0 | 0 | 0 | 0 | 0 | 0 | 0 | 0 | 0 | 0 | 0 | 0 | 0 | 0 | 0 | 0 | 0 | 0 | 0 | 0 | 0 | 0 | 0 | 0 | 0 | 0 | 0 | 0 | 0 | 0 | 0
|  | FEP IRR – sale at RtB, after tax | % | 62.58%
|  | FEP IRR – sale at RtB, before tax | % | 63.24%
|  | FEP MOIC – sale at RtB (receipts after tax ÷ outlays) | x | 1.3178
|  | FEP NPV – sale at RtB | EUR k | 1888.2344
|  | PSH cash flow – sale at RtB | EUR k |  |  | 1390.8029 | -150 | 0 | 0 | 0 | 0 | 1540.8029 | 0 | 0 | 0 | 0 | 0 | 0 | 0 | 0 | 0 | 0 | 0 | 0 | 0 | 0 | 0 | 0 | 0 | 0 | 0 | 0 | 0 | 0 | 0 | 0 | 0 | 0 | 0 | 0 | 0 | 0 | 0 | 0 | 0 | 0 | 0 | 0 | 0 | 0 | 0 | 0 | 0 | 0 | 0 | 0 | 0 | 0 | 0 | 0 | 0 | 0 | 0 | 0 | 0 | 0 | 0 | 0 | 0 | 0 | 0 | 0 | 0 | 0 | 0 | 0 | 0 | 0 | 0 | 0 | 0 | 0 | 0 | 0 | 0 | 0 | 0 | 0 | 0 | 0 | 0 | 0 | 0 | 0 | 0 | 0 | 0 | 0 | 0 | 0 | 0 | 0 | 0 | 0 | 0 | 0 | 0 | 0 | 0 | 0 | 0 | 0 | 0 | 0 | 0 | 0 | 0 | 0 | 0 | 0 | 0 | 0 | 0 | 0 | 0 | 0 | 0 | 0 | 0 | 0 | 0 | 0 | 0 | 0 | 0 | 0 | 0 | 0 | 0 | 0 | 0 | 0 | 0 | 0 | 0 | 0 | 0 | 0 | 0 | 0 | 0 | 0 | 0 | 0 | 0 | 0 | 0 | 0 | 0 | 0 | 0
|  | Memo: PSH IRR – sale at RtB (on a 150 k€ in-kind apport) | % | 548%
|  | PSH MOIC – sale at RtB | x | 10.272
x |  | Sale at COD (JV split of the net proceeds)
|  | Share at COD (E: Futureal, F: PSH; basis per In_COD_Share_Basis) | % | 60% | 40%
|  | FEP contributions to COD (equity, levered) | EUR k |  |  | -49724.0593 | -2749.3523 | 818.6847 | -684.4627 | -226.9294 | -1835.4129 | -1580.7399 | -806.091 | -14045.8679 | -14034.8671 | -14579.021 | 0 | 0 | 0 | 0 | 0 | 0 | 0 | 0 | 0 | 0 | 0 | 0 | 0 | 0 | 0 | 0 | 0 | 0 | 0 | 0 | 0 | 0 | 0 | 0 | 0 | 0 | 0 | 0 | 0 | 0 | 0 | 0 | 0 | 0 | 0 | 0 | 0 | 0 | 0 | 0 | 0 | 0 | 0 | 0 | 0 | 0 | 0 | 0 | 0 | 0 | 0 | 0 | 0 | 0 | 0 | 0 | 0 | 0 | 0 | 0 | 0 | 0 | 0 | 0 | 0 | 0 | 0 | 0 | 0 | 0 | 0 | 0 | 0 | 0 | 0 | 0 | 0 | 0 | 0 | 0 | 0 | 0 | 0 | 0 | 0 | 0 | 0 | 0 | 0 | 0 | 0 | 0 | 0 | 0 | 0 | 0 | 0 | 0 | 0 | 0 | 0 | 0 | 0 | 0 | 0 | 0 | 0 | 0 | 0 | 0 | 0 | 0 | 0 | 0 | 0 | 0 | 0 | 0 | 0 | 0 | 0 | 0 | 0 | 0 | 0 | 0 | 0 | 0 | 0 | 0 | 0 | 0 | 0 | 0 | 0 | 0 | 0 | 0 | 0 | 0 | 0 | 0 | 0 | 0 | 0
|  | Cash available: debt repaid (E), price − debt + DSRA balance (F) | EUR k | 14871.5864 | 39011.9172
|  | Sale costs | EUR k | 0 | 0
|  | FEP funding returned | EUR k | 49724.0593 | 39011.9172
|  | FEP 12 % return to COD | EUR k | 605.5599 | 0
|  | PSH land apport and return (v3 rule) | EUR k | 0 | 0
|  | Distributable | EUR k |  | 0
|  | Check: paid + distributable − available (E), steps paid above due (F) | EUR k | 0 | 0
|  | FEP proceeds at COD | EUR k |  | 39011.9172
|  | PSH receipts at COD | EUR k |  | 0
|  | FEP cash flow – sale at COD, before FEP tax | EUR k |  |  | -10149.6421 | -2749.3523 | 818.6847 | -684.4627 | -226.9294 | -1835.4129 | -1580.7399 | -806.091 | -14045.8679 | -14034.8671 | 24995.3963 | 0 | 0 | 0 | 0 | 0 | 0 | 0 | 0 | 0 | 0 | 0 | 0 | 0 | 0 | 0 | 0 | 0 | 0 | 0 | 0 | 0 | 0 | 0 | 0 | 0 | 0 | 0 | 0 | 0 | 0 | 0 | 0 | 0 | 0 | 0 | 0 | 0 | 0 | 0 | 0 | 0 | 0 | 0 | 0 | 0 | 0 | 0 | 0 | 0 | 0 | 0 | 0 | 0 | 0 | 0 | 0 | 0 | 0 | 0 | 0 | 0 | 0 | 0 | 0 | 0 | 0 | 0 | 0 | 0 | 0 | 0 | 0 | 0 | 0 | 0 | 0 | 0 | 0 | 0 | 0 | 0 | 0 | 0 | 0 | 0 | 0 | 0 | 0 | 0 | 0 | 0 | 0 | 0 | 0 | 0 | 0 | 0 | 0 | 0 | 0 | 0 | 0 | 0 | 0 | 0 | 0 | 0 | 0 | 0 | 0 | 0 | 0 | 0 | 0 | 0 | 0 | 0 | 0 | 0 | 0 | 0 | 0 | 0 | 0 | 0 | 0 | 0 | 0 | 0 | 0 | 0 | 0 | 0 | 0 | 0 | 0 | 0 | 0 | 0 | 0 | 0 | 0 | 0 | 0 | 0
|  | FEP tax: 12 % return as interest, gain if taxed or asset deal (E) | EUR k | 0 |  | 0 | 0 | 0 | 0 | 0 | 0 | 0 | 0 | 0 | 0 | 0 | 0 | 0 | 0 | 0 | 0 | 0 | 0 | 0 | 0 | 0 | 0 | 0 | 0 | 0 | 0 | 0 | 0 | 0 | 0 | 0 | 0 | 0 | 0 | 0 | 0 | 0 | 0 | 0 | 0 | 0 | 0 | 0 | 0 | 0 | 0 | 0 | 0 | 0 | 0 | 0 | 0 | 0 | 0 | 0 | 0 | 0 | 0 | 0 | 0 | 0 | 0 | 0 | 0 | 0 | 0 | 0 | 0 | 0 | 0 | 0 | 0 | 0 | 0 | 0 | 0 | 0 | 0 | 0 | 0 | 0 | 0 | 0 | 0 | 0 | 0 | 0 | 0 | 0 | 0 | 0 | 0 | 0 | 0 | 0 | 0 | 0 | 0 | 0 | 0 | 0 | 0 | 0 | 0 | 0 | 0 | 0 | 0 | 0 | 0 | 0 | 0 | 0 | 0 | 0 | 0 | 0 | 0 | 0 | 0 | 0 | 0 | 0 | 0 | 0 | 0 | 0 | 0 | 0 | 0 | 0 | 0 | 0 | 0 | 0 | 0 | 0 | 0 | 0 | 0 | 0 | 0 | 0 | 0 | 0 | 0 | 0 | 0 | 0 | 0 | 0 | 0 | 0 | 0 | 0 | 0
|  | FEP cash flow – sale at COD | EUR k |  |  | -10149.6421 | -2749.3523 | 818.6847 | -684.4627 | -226.9294 | -1835.4129 | -1580.7399 | -806.091 | -14045.8679 | -14034.8671 | 24995.3963 | 0 | 0 | 0 | 0 | 0 | 0 | 0 | 0 | 0 | 0 | 0 | 0 | 0 | 0 | 0 | 0 | 0 | 0 | 0 | 0 | 0 | 0 | 0 | 0 | 0 | 0 | 0 | 0 | 0 | 0 | 0 | 0 | 0 | 0 | 0 | 0 | 0 | 0 | 0 | 0 | 0 | 0 | 0 | 0 | 0 | 0 | 0 | 0 | 0 | 0 | 0 | 0 | 0 | 0 | 0 | 0 | 0 | 0 | 0 | 0 | 0 | 0 | 0 | 0 | 0 | 0 | 0 | 0 | 0 | 0 | 0 | 0 | 0 | 0 | 0 | 0 | 0 | 0 | 0 | 0 | 0 | 0 | 0 | 0 | 0 | 0 | 0 | 0 | 0 | 0 | 0 | 0 | 0 | 0 | 0 | 0 | 0 | 0 | 0 | 0 | 0 | 0 | 0 | 0 | 0 | 0 | 0 | 0 | 0 | 0 | 0 | 0 | 0 | 0 | 0 | 0 | 0 | 0 | 0 | 0 | 0 | 0 | 0 | 0 | 0 | 0 | 0 | 0 | 0 | 0 | 0 | 0 | 0 | 0 | 0 | 0 | 0 | 0 | 0 | 0 | 0 | 0 | 0 | 0 | 0
|  | FEP MOIC – sale at COD | x | 0.71778
|  | FEP IRR – sale at COD, levered, after tax (n/a below −99 %) | % | -47.49%
|  | FEP IRR – sale at COD, before tax (n/a below −99 %) | % | -47.49%
|  | FEP NPV – sale at COD | EUR k | -9961.467
|  | JV (100 %) cash flow to the COD sale, unlevered, after tax | EUR k |  |  | -9634.1719 | -2749.3523 | 818.6847 | -684.4627 | -226.9294 | -1835.4129 | -1580.7399 | -732.3036 | -18862.3657 | -18862.3657 | 35081.0756 | 0 | 0 | 0 | 0 | 0 | 0 | 0 | 0 | 0 | 0 | 0 | 0 | 0 | 0 | 0 | 0 | 0 | 0 | 0 | 0 | 0 | 0 | 0 | 0 | 0 | 0 | 0 | 0 | 0 | 0 | 0 | 0 | 0 | 0 | 0 | 0 | 0 | 0 | 0 | 0 | 0 | 0 | 0 | 0 | 0 | 0 | 0 | 0 | 0 | 0 | 0 | 0 | 0 | 0 | 0 | 0 | 0 | 0 | 0 | 0 | 0 | 0 | 0 | 0 | 0 | 0 | 0 | 0 | 0 | 0 | 0 | 0 | 0 | 0 | 0 | 0 | 0 | 0 | 0 | 0 | 0 | 0 | 0 | 0 | 0 | 0 | 0 | 0 | 0 | 0 | 0 | 0 | 0 | 0 | 0 | 0 | 0 | 0 | 0 | 0 | 0 | 0 | 0 | 0 | 0 | 0 | 0 | 0 | 0 | 0 | 0 | 0 | 0 | 0 | 0 | 0 | 0 | 0 | 0 | 0 | 0 | 0 | 0 | 0 | 0 | 0 | 0 | 0 | 0 | 0 | 0 | 0 | 0 | 0 | 0 | 0 | 0 | 0 | 0 | 0 | 0 | 0 | 0 | 0 | 0
|  | JV IRR – sale at COD, unlevered, after tax | % | -38.13%
|  | JV (100 %) cash flow to the COD sale, unlevered, before tax | EUR k |  |  | -9634.1719 | -2749.3523 | 818.6847 | -684.4627 | -226.9294 | -1835.4129 | -1580.7399 | -732.3036 | -18862.3657 | -18862.3657 | 35081.0756 | 0 | 0 | 0 | 0 | 0 | 0 | 0 | 0 | 0 | 0 | 0 | 0 | 0 | 0 | 0 | 0 | 0 | 0 | 0 | 0 | 0 | 0 | 0 | 0 | 0 | 0 | 0 | 0 | 0 | 0 | 0 | 0 | 0 | 0 | 0 | 0 | 0 | 0 | 0 | 0 | 0 | 0 | 0 | 0 | 0 | 0 | 0 | 0 | 0 | 0 | 0 | 0 | 0 | 0 | 0 | 0 | 0 | 0 | 0 | 0 | 0 | 0 | 0 | 0 | 0 | 0 | 0 | 0 | 0 | 0 | 0 | 0 | 0 | 0 | 0 | 0 | 0 | 0 | 0 | 0 | 0 | 0 | 0 | 0 | 0 | 0 | 0 | 0 | 0 | 0 | 0 | 0 | 0 | 0 | 0 | 0 | 0 | 0 | 0 | 0 | 0 | 0 | 0 | 0 | 0 | 0 | 0 | 0 | 0 | 0 | 0 | 0 | 0 | 0 | 0 | 0 | 0 | 0 | 0 | 0 | 0 | 0 | 0 | 0 | 0 | 0 | 0 | 0 | 0 | 0 | 0 | 0 | 0 | 0 | 0 | 0 | 0 | 0 | 0 | 0 | 0 | 0 | 0 | 0 | 0
|  | JV IRR – sale at COD, unlevered, before tax | % | -38.13%
|  | PSH cash flow – sale at COD | EUR k |  |  | -150 | -150 | 0 | 0 | 0 | 0 | 0 | 0 | 0 | 0 | 0 | 0 | 0 | 0 | 0 | 0 | 0 | 0 | 0 | 0 | 0 | 0 | 0 | 0 | 0 | 0 | 0 | 0 | 0 | 0 | 0 | 0 | 0 | 0 | 0 | 0 | 0 | 0 | 0 | 0 | 0 | 0 | 0 | 0 | 0 | 0 | 0 | 0 | 0 | 0 | 0 | 0 | 0 | 0 | 0 | 0 | 0 | 0 | 0 | 0 | 0 | 0 | 0 | 0 | 0 | 0 | 0 | 0 | 0 | 0 | 0 | 0 | 0 | 0 | 0 | 0 | 0 | 0 | 0 | 0 | 0 | 0 | 0 | 0 | 0 | 0 | 0 | 0 | 0 | 0 | 0 | 0 | 0 | 0 | 0 | 0 | 0 | 0 | 0 | 0 | 0 | 0 | 0 | 0 | 0 | 0 | 0 | 0 | 0 | 0 | 0 | 0 | 0 | 0 | 0 | 0 | 0 | 0 | 0 | 0 | 0 | 0 | 0 | 0 | 0 | 0 | 0 | 0 | 0 | 0 | 0 | 0 | 0 | 0 | 0 | 0 | 0 | 0 | 0 | 0 | 0 | 0 | 0 | 0 | 0 | 0 | 0 | 0 | 0 | 0 | 0 | 0 | 0 | 0 | 0 | 0
|  | Memo: PSH IRR – sale at COD (on a 150 k€ in-kind apport) | % | n/a
x |  | Hold to maturity (FEP buys PSH out at the exit at PSH's RtB entitlement)
|  | FEP share of equity flows after the exit (E), buy-out: PSH RtB entitlement at px_rtb (F) | % | 100% | 1540.8029
|  | FEP share of the equity flows | % |  |  |  | 100% | 100% | 100% | 100% | 100% | 100% | 100% | 100% | 100% | 100% | 100% | 100% | 100% | 100% | 100% | 100% | 100% | 100% | 100% | 100% | 100% | 100% | 100% | 100% | 100% | 100% | 100% | 100% | 100% | 100% | 100% | 100% | 100% | 100% | 100% | 100% | 100% | 100% | 100% | 100% | 100% | 100% | 100% | 100% | 100% | 100% | 100% | 100% | 100% | 100% | 100% | 100% | 100% | 100% | 100% | 100% | 100% | 100% | 100% | 100% | 100% | 100% | 100% | 100% | 100% | 100% | 100% | 100% | 100% | 100% | 100% | 100% | 100% | 100% | 100% | 100% | 100% | 100% | 100% | 100% | 100% | 100% | 100% | 100% | 100% | 100% | 100% | 100% | 100% | 100% | 100% | 100% | 100% | 100% | 100% | 100% | 100% | 100% | 100% | 100% | 100% | 100% | 100% | 100% | 100% | 100% | 100% | 100% | 100% | 100% | 100% | 100% | 100% | 100% | 100% | 100% | 100% | 100% | 100% | 100% | 100% | 100% | 100% | 100% | 100% | 100% | 100% | 100% | 100% | 100% | 100% | 100% | 100% | 100% | 100% | 100% | 100% | 100% | 100% | 100% | 100% | 100% | 100% | 100% | 100% | 100% | 100% | 100% | 100% | 100% | 100% | 100% | 100% | 100% | 100%
|  | FEP cash flow – hold to maturity | EUR k |  |  | 91452.027 | -2749.3523 | 818.6847 | -684.4627 | -226.9294 | -1835.4129 | -3121.5428 | -806.091 | -14045.8679 | -14034.8671 | -14016.521 | 195.6956 | 201.1434 | 200.5468 | 179.8203 | 185.174 | 190.509 | 189.9153 | 86.7445 | 91.0669 | 95.3706 | 94.7798 | 1219.4696 | 1235.548 | 1251.5856 | 1250.2225 | 1233.0921 | 1231.8207 | 1220.7093 | 1219.3501 | 1158.5353 | 1173.8648 | 1189.1559 | 1187.782 | 1070.007 | 1084.4086 | 1098.7734 | 1097.4459 | 1066.5459 | 1080.9161 | 1095.2495 | 1093.9176 | 1041.3493 | 1040.0338 | 1053.9183 | 1052.5745 | 1072.1325 | 1086.5112 | 1100.8513 | 1099.4391 | 1060.2198 | 1025.1187 | 1038.7737 | 1037.3376 | 1007.5738 | 1021.233 | 1034.8532 | 1033.4109 | 1003.1717 | 1001.7738 | 1015.2088 | 1013.7807 | 937.8524 | 950.7924 | 963.6949 | 962.2793 | 970.5241 | 983.8055 | 997.0485 | 995.5941 | 1656.4441 | 1315.678 | 1329.065 | 1327.9831 | 1280.5285 | 1279.4734 | 1292.4677 | 1291.3909 | 1320.3964 | 1333.9774 | 1347.5231 | 1346.3983 | 1339.5674 | 1353.3467 | 1367.0901 | 1365.9501 | 1337.3003 | 1351.0425 | 1364.7484 | 1363.5961 | -33458.503 | 1344.3781 | 1358.0465 | 1356.9301 | 1693.9826 | 1711.4764 | 1728.9271 | 1727.5565 | 1631.4323 | 1648.2634 | 1665.0524 | 1663.7151 | 1599.6 | 1616.0862 | 1632.5307 | 1631.2025 | 1553.8193 | 1552.5379 | 1568.3042 | 1566.9965 | 1569.806 | 1585.9815 | 1602.1159 | 1600.8087 | 1566.461 | 1582.6062 | 1598.7105 | 1597.4103 | 1545.1978 | 1561.1084 | 1576.9782 | 1575.6798 | 1543.3298 | 1542.0832 | 1557.7697 | 1556.4975 | 1564.0717 | 1580.2001 | 1596.288 | 1594.998 | 1637.4084 | 1547.6071 | 1563.3377 | 1562.0486 | 1575.5683 | 1591.8062 | 1608.003 | 1606.6941 | 1555.2597 | 1553.9852 | 1569.7744 | 1568.4737 | 1563.7672 | 1579.8605 | 1595.9123 | 1594.5896 | 1589.8043 | 1606.1652 | 1622.4839 | 1621.1388 | 1616.2734 | 0 | 0 | 0 | 0 | 0
|  | FEP IRR – hold to maturity, levered, after tax | % | 6.078%
|  | FEP cash flow – hold to maturity, before tax | EUR k |  |  | 101326.4065 | -2749.3523 | 818.6847 | -684.4627 | -226.9294 | -1835.4129 | -3121.5428 | -806.091 | -14045.8679 | -14034.8671 | -14016.521 | 195.6956 | 201.1434 | 200.5468 | 179.8203 | 185.174 | 190.509 | 189.9153 | 86.7445 | 91.0669 | 95.3706 | 94.7798 | 1245.506 | 1262.0054 | 1278.4635 | 1277.1524 | 1259.7825 | 1258.5703 | 1275.0639 | 1273.8267 | 1209.1456 | 1225.3096 | 1241.4347 | 1240.1944 | 1112.933 | 1128.0907 | 1143.2114 | 1142.0358 | 1110.2553 | 1125.3925 | 1140.4931 | 1139.3271 | 1082.8054 | 1081.6649 | 1096.287 | 1095.1231 | 1118.8209 | 1133.9979 | 1149.1364 | 1147.9132 | 1107.0367 | 1122.0735 | 1137.0715 | 1135.8388 | 1104.1784 | 1119.1939 | 1134.1711 | 1132.9492 | 1100.4354 | 1099.2715 | 1114.0634 | 1112.8756 | 1030.5214 | 1044.7837 | 1059.0097 | 1057.855 | 1068.0184 | 1082.6758 | 1097.2962 | 1096.1192 | 1753.4706 | 1414.0764 | 1428.4388 | 1427.2499 | 1375.4506 | 1374.2912 | 1388.222 | 1387.0387 | 1419.6101 | 1434.1857 | 1448.7224 | 1447.4864 | 1440.6771 | 1455.4706 | 1470.2246 | 1468.9718 | 1438.1858 | 1452.9385 | 1467.6513 | 1466.385 | -33364.8601 | 1360.0359 | 1373.767 | 1372.5403 | 1745.5057 | 1763.4406 | 1781.3282 | 1779.822 | 1676.7691 | 1693.9757 | 1711.1362 | 1709.6667 | 1641.7885 | 1658.6162 | 1675.398 | 1673.9385 | 1590.191 | 1588.7829 | 1604.8195 | 1603.3825 | 1609.0479 | 1625.5341 | 1641.9752 | 1640.5387 | 1605.372 | 1621.825 | 1638.233 | 1636.8042 | 1582.0059 | 1598.201 | 1614.3513 | 1612.9246 | 1578.6642 | 1577.2942 | 1593.2432 | 1591.8451 | 1602.7465 | 1619.181 | 1635.5709 | 1634.1533 | 1683.3363 | 1700.6672 | 1717.9535 | 1716.5369 | 1731.3938 | 1749.2376 | 1767.0363 | 1765.5979 | 1709.0765 | 1707.676 | 1725.0268 | 1723.5975 | 1718.4254 | 1736.1105 | 1753.7498 | 1752.2963 | 1747.0377 | 1765.0167 | 1782.9493 | 1781.4712 | 1776.1246 | 0 | 0 | 0 | 0 | 0
|  | FEP IRR – hold to maturity, levered, before tax | % | 6.531%
|  | FEP MOIC – hold to maturity | x | 2.0762
|  | FEP NPV – hold to maturity | EUR k | -9571.5348
|  | FEP capital invested – hold to maturity (outflows) | EUR k | 84979.55
|  | PSH cash flow – hold to maturity | EUR k |  |  | 1390.8029 | -150 | 0 | 0 | 0 | 0 | 1540.8029 | 0 | 0 | 0 | 0 | 0 | 0 | 0 | 0 | 0 | 0 | 0 | 0 | 0 | 0 | 0 | 0 | 0 | 0 | 0 | 0 | 0 | 0 | 0 | 0 | 0 | 0 | 0 | 0 | 0 | 0 | 0 | 0 | 0 | 0 | 0 | 0 | 0 | 0 | 0 | 0 | 0 | 0 | 0 | 0 | 0 | 0 | 0 | 0 | 0 | 0 | 0 | 0 | 0 | 0 | 0 | 0 | 0 | 0 | 0 | 0 | 0 | 0 | 0 | 0 | 0 | 0 | 0 | 0 | 0 | 0 | 0 | 0 | 0 | 0 | 0 | 0 | 0 | 0 | 0 | 0 | 0 | 0 | 0 | 0 | 0 | 0 | 0 | 0 | 0 | 0 | 0 | 0 | 0 | 0 | 0 | 0 | 0 | 0 | 0 | 0 | 0 | 0 | 0 | 0 | 0 | 0 | 0 | 0 | 0 | 0 | 0 | 0 | 0 | 0 | 0 | 0 | 0 | 0 | 0 | 0 | 0 | 0 | 0 | 0 | 0 | 0 | 0 | 0 | 0 | 0 | 0 | 0 | 0 | 0 | 0 | 0 | 0 | 0 | 0 | 0 | 0 | 0 | 0 | 0 | 0 | 0 | 0 | 0 | 0
|  | Memo: PSH IRR – hold to maturity (on a 150 k€ in-kind apport) | % | 548%
***END***

## Checks
Project Zalahaláp – Checks
Period end | time axis 2025-12-31 to 2064-06-30
|  |  |  | Status | Fails
x |  | Checks (0 = OK)
|  | Solver Tax_1: delta = 0 | flag | OK | 0
|  | Solver Tax_2: delta = 0 | flag | OK | 0
|  | Solver Tax_3: delta = 0 | flag | OK | 0
|  | Revenue case, offers and BESS curve found – Calc_1 | flag | OK | 0
|  | Revenue case, offers and BESS curve found – Calc_2 | flag | OK | 0
|  | Revenue case, offers and BESS curve found – Calc_3 | flag | OK | 0
|  | Revenue-case table complete for the selected case – Calc_1 | flag | OK | 0
|  | Revenue-case table complete for the selected case – Calc_2 | flag | OK | 0
|  | Revenue-case table complete for the selected case – Calc_3 | flag | OK | 0
|  | COD falls on a quarter end – Calc_1 | flag | OK | 0
|  | COD falls on a quarter end – Calc_2 | flag | OK | 0
|  | COD falls on a quarter end – Calc_3 | flag | OK | 0
|  | Debt at COD within the DSCR capacity – Calc_1 | flag | OK | 0
|  | Debt at COD within the DSCR capacity – Calc_2 | flag | OK | 0
|  | Debt at COD within the DSCR capacity – Calc_3 | flag | OK | 0
|  | Debt repaid by the end of the tenor – Calc_1 | flag | OK | 0 | 0 | 0 | 0 | 0 | 0 | 0 | 0 | 0 | 0 | 0 | 0 | 0 | 0 | 0 | 0 | 0 | 0 | 0 | 0 | 0 | 0 | 0 | 0 | 0 | 0 | 0 | 0 | 0 | 0 | 0 | 0 | 0 | 0 | 0 | 0 | 0 | 0 | 0 | 0 | 0 | 0 | 0 | 0 | 0 | 0 | 0 | 0 | 0 | 0 | 0 | 0 | 0 | 0 | 0 | 0 | 0 | 0 | 0 | 0 | 0 | 0 | 0 | 0 | 0 | 0 | 0 | 0 | 0 | 0 | 0 | 0 | 0 | 0 | 0 | 0 | 0 | 0 | 0 | 0 | 0 | 0 | 0 | 0 | 0 | 0 | 0 | 0 | 0 | 0 | 0 | 0 | 0 | 0 | 0 | 0 | 0 | 0 | 0 | 0 | 0 | 0 | 0 | 0 | 0 | 0 | 0 | 0 | 0 | 0 | 0 | 0 | 0 | 0 | 0 | 0 | 0 | 0 | 0 | 0 | 0 | 0 | 0 | 0 | 0 | 0 | 0 | 0 | 0 | 0 | 0 | 0 | 0 | 0 | 0 | 0 | 0 | 0 | 0 | 0 | 0 | 0 | 0 | 0 | 0 | 0 | 0 | 0 | 0 | 0 | 0 | 0 | 0 | 0 | 0 | 0
|  | Debt repaid by the end of the tenor – Calc_2 | flag | OK | 0 | 0 | 0 | 0 | 0 | 0 | 0 | 0 | 0 | 0 | 0 | 0 | 0 | 0 | 0 | 0 | 0 | 0 | 0 | 0 | 0 | 0 | 0 | 0 | 0 | 0 | 0 | 0 | 0 | 0 | 0 | 0 | 0 | 0 | 0 | 0 | 0 | 0 | 0 | 0 | 0 | 0 | 0 | 0 | 0 | 0 | 0 | 0 | 0 | 0 | 0 | 0 | 0 | 0 | 0 | 0 | 0 | 0 | 0 | 0 | 0 | 0 | 0 | 0 | 0 | 0 | 0 | 0 | 0 | 0 | 0 | 0 | 0 | 0 | 0 | 0 | 0 | 0 | 0 | 0 | 0 | 0 | 0 | 0 | 0 | 0 | 0 | 0 | 0 | 0 | 0 | 0 | 0 | 0 | 0 | 0 | 0 | 0 | 0 | 0 | 0 | 0 | 0 | 0 | 0 | 0 | 0 | 0 | 0 | 0 | 0 | 0 | 0 | 0 | 0 | 0 | 0 | 0 | 0 | 0 | 0 | 0 | 0 | 0 | 0 | 0 | 0 | 0 | 0 | 0 | 0 | 0 | 0 | 0 | 0 | 0 | 0 | 0 | 0 | 0 | 0 | 0 | 0 | 0 | 0 | 0 | 0 | 0 | 0 | 0 | 0 | 0 | 0 | 0 | 0 | 0
|  | Debt repaid by the end of the tenor – Calc_3 | flag | OK | 0 | 0 | 0 | 0 | 0 | 0 | 0 | 0 | 0 | 0 | 0 | 0 | 0 | 0 | 0 | 0 | 0 | 0 | 0 | 0 | 0 | 0 | 0 | 0 | 0 | 0 | 0 | 0 | 0 | 0 | 0 | 0 | 0 | 0 | 0 | 0 | 0 | 0 | 0 | 0 | 0 | 0 | 0 | 0 | 0 | 0 | 0 | 0 | 0 | 0 | 0 | 0 | 0 | 0 | 0 | 0 | 0 | 0 | 0 | 0 | 0 | 0 | 0 | 0 | 0 | 0 | 0 | 0 | 0 | 0 | 0 | 0 | 0 | 0 | 0 | 0 | 0 | 0 | 0 | 0 | 0 | 0 | 0 | 0 | 0 | 0 | 0 | 0 | 0 | 0 | 0 | 0 | 0 | 0 | 0 | 0 | 0 | 0 | 0 | 0 | 0 | 0 | 0 | 0 | 0 | 0 | 0 | 0 | 0 | 0 | 0 | 0 | 0 | 0 | 0 | 0 | 0 | 0 | 0 | 0 | 0 | 0 | 0 | 0 | 0 | 0 | 0 | 0 | 0 | 0 | 0 | 0 | 0 | 0 | 0 | 0 | 0 | 0 | 0 | 0 | 0 | 0 | 0 | 0 | 0 | 0 | 0 | 0 | 0 | 0 | 0 | 0 | 0 | 0 | 0 | 0
|  | DSCR not below the weighted target – Calc_1 | flag | OK | 0 | 0 | 0 | 0 | 0 | 0 | 0 | 0 | 0 | 0 | 0 | 0 | 0 | 0 | 0 | 0 | 0 | 0 | 0 | 0 | 0 | 0 | 0 | 0 | 0 | 0 | 0 | 0 | 0 | 0 | 0 | 0 | 0 | 0 | 0 | 0 | 0 | 0 | 0 | 0 | 0 | 0 | 0 | 0 | 0 | 0 | 0 | 0 | 0 | 0 | 0 | 0 | 0 | 0 | 0 | 0 | 0 | 0 | 0 | 0 | 0 | 0 | 0 | 0 | 0 | 0 | 0 | 0 | 0 | 0 | 0 | 0 | 0 | 0 | 0 | 0 | 0 | 0 | 0 | 0 | 0 | 0 | 0 | 0 | 0 | 0 | 0 | 0 | 0 | 0 | 0 | 0 | 0 | 0 | 0 | 0 | 0 | 0 | 0 | 0 | 0 | 0 | 0 | 0 | 0 | 0 | 0 | 0 | 0 | 0 | 0 | 0 | 0 | 0 | 0 | 0 | 0 | 0 | 0 | 0 | 0 | 0 | 0 | 0 | 0 | 0 | 0 | 0 | 0 | 0 | 0 | 0 | 0 | 0 | 0 | 0 | 0 | 0 | 0 | 0 | 0 | 0 | 0 | 0 | 0 | 0 | 0 | 0 | 0 | 0 | 0 | 0 | 0 | 0 | 0 | 0
|  | DSCR not below the weighted target – Calc_2 | flag | OK | 0 | 0 | 0 | 0 | 0 | 0 | 0 | 0 | 0 | 0 | 0 | 0 | 0 | 0 | 0 | 0 | 0 | 0 | 0 | 0 | 0 | 0 | 0 | 0 | 0 | 0 | 0 | 0 | 0 | 0 | 0 | 0 | 0 | 0 | 0 | 0 | 0 | 0 | 0 | 0 | 0 | 0 | 0 | 0 | 0 | 0 | 0 | 0 | 0 | 0 | 0 | 0 | 0 | 0 | 0 | 0 | 0 | 0 | 0 | 0 | 0 | 0 | 0 | 0 | 0 | 0 | 0 | 0 | 0 | 0 | 0 | 0 | 0 | 0 | 0 | 0 | 0 | 0 | 0 | 0 | 0 | 0 | 0 | 0 | 0 | 0 | 0 | 0 | 0 | 0 | 0 | 0 | 0 | 0 | 0 | 0 | 0 | 0 | 0 | 0 | 0 | 0 | 0 | 0 | 0 | 0 | 0 | 0 | 0 | 0 | 0 | 0 | 0 | 0 | 0 | 0 | 0 | 0 | 0 | 0 | 0 | 0 | 0 | 0 | 0 | 0 | 0 | 0 | 0 | 0 | 0 | 0 | 0 | 0 | 0 | 0 | 0 | 0 | 0 | 0 | 0 | 0 | 0 | 0 | 0 | 0 | 0 | 0 | 0 | 0 | 0 | 0 | 0 | 0 | 0 | 0
|  | DSCR not below the weighted target – Calc_3 | flag | OK | 0 | 0 | 0 | 0 | 0 | 0 | 0 | 0 | 0 | 0 | 0 | 0 | 0 | 0 | 0 | 0 | 0 | 0 | 0 | 0 | 0 | 0 | 0 | 0 | 0 | 0 | 0 | 0 | 0 | 0 | 0 | 0 | 0 | 0 | 0 | 0 | 0 | 0 | 0 | 0 | 0 | 0 | 0 | 0 | 0 | 0 | 0 | 0 | 0 | 0 | 0 | 0 | 0 | 0 | 0 | 0 | 0 | 0 | 0 | 0 | 0 | 0 | 0 | 0 | 0 | 0 | 0 | 0 | 0 | 0 | 0 | 0 | 0 | 0 | 0 | 0 | 0 | 0 | 0 | 0 | 0 | 0 | 0 | 0 | 0 | 0 | 0 | 0 | 0 | 0 | 0 | 0 | 0 | 0 | 0 | 0 | 0 | 0 | 0 | 0 | 0 | 0 | 0 | 0 | 0 | 0 | 0 | 0 | 0 | 0 | 0 | 0 | 0 | 0 | 0 | 0 | 0 | 0 | 0 | 0 | 0 | 0 | 0 | 0 | 0 | 0 | 0 | 0 | 0 | 0 | 0 | 0 | 0 | 0 | 0 | 0 | 0 | 0 | 0 | 0 | 0 | 0 | 0 | 0 | 0 | 0 | 0 | 0 | 0 | 0 | 0 | 0 | 0 | 0 | 0 | 0
|  | Sources = uses to COD – Calc_1 | flag | OK | 0
|  | Sources = uses to COD – Calc_2 | flag | OK | 0
|  | Sources = uses to COD – Calc_3 | flag | OK | 0
|  | Grid charging ≤ import allowed × hours – Calc_1 | flag | OK | 0 | 0 | 0 | 0 | 0 | 0 | 0 | 0 | 0 | 0 | 0 | 0 | 0 | 0 | 0 | 0 | 0 | 0 | 0 | 0 | 0 | 0 | 0 | 0 | 0 | 0 | 0 | 0 | 0 | 0 | 0 | 0 | 0 | 0 | 0 | 0 | 0 | 0 | 0 | 0 | 0 | 0 | 0 | 0 | 0 | 0 | 0 | 0 | 0 | 0 | 0 | 0 | 0 | 0 | 0 | 0 | 0 | 0 | 0 | 0 | 0 | 0 | 0 | 0 | 0 | 0 | 0 | 0 | 0 | 0 | 0 | 0 | 0 | 0 | 0 | 0 | 0 | 0 | 0 | 0 | 0 | 0 | 0 | 0 | 0 | 0 | 0 | 0 | 0 | 0 | 0 | 0 | 0 | 0 | 0 | 0 | 0 | 0 | 0 | 0 | 0 | 0 | 0 | 0 | 0 | 0 | 0 | 0 | 0 | 0 | 0 | 0 | 0 | 0 | 0 | 0 | 0 | 0 | 0 | 0 | 0 | 0 | 0 | 0 | 0 | 0 | 0 | 0 | 0 | 0 | 0 | 0 | 0 | 0 | 0 | 0 | 0 | 0 | 0 | 0 | 0 | 0 | 0 | 0 | 0 | 0 | 0 | 0 | 0 | 0 | 0 | 0 | 0 | 0 | 0 | 0
|  | Grid charging ≤ import allowed × hours – Calc_2 | flag | OK | 0 | 0 | 0 | 0 | 0 | 0 | 0 | 0 | 0 | 0 | 0 | 0 | 0 | 0 | 0 | 0 | 0 | 0 | 0 | 0 | 0 | 0 | 0 | 0 | 0 | 0 | 0 | 0 | 0 | 0 | 0 | 0 | 0 | 0 | 0 | 0 | 0 | 0 | 0 | 0 | 0 | 0 | 0 | 0 | 0 | 0 | 0 | 0 | 0 | 0 | 0 | 0 | 0 | 0 | 0 | 0 | 0 | 0 | 0 | 0 | 0 | 0 | 0 | 0 | 0 | 0 | 0 | 0 | 0 | 0 | 0 | 0 | 0 | 0 | 0 | 0 | 0 | 0 | 0 | 0 | 0 | 0 | 0 | 0 | 0 | 0 | 0 | 0 | 0 | 0 | 0 | 0 | 0 | 0 | 0 | 0 | 0 | 0 | 0 | 0 | 0 | 0 | 0 | 0 | 0 | 0 | 0 | 0 | 0 | 0 | 0 | 0 | 0 | 0 | 0 | 0 | 0 | 0 | 0 | 0 | 0 | 0 | 0 | 0 | 0 | 0 | 0 | 0 | 0 | 0 | 0 | 0 | 0 | 0 | 0 | 0 | 0 | 0 | 0 | 0 | 0 | 0 | 0 | 0 | 0 | 0 | 0 | 0 | 0 | 0 | 0 | 0 | 0 | 0 | 0 | 0
|  | Grid charging ≤ import allowed × hours – Calc_3 | flag | OK | 0 | 0 | 0 | 0 | 0 | 0 | 0 | 0 | 0 | 0 | 0 | 0 | 0 | 0 | 0 | 0 | 0 | 0 | 0 | 0 | 0 | 0 | 0 | 0 | 0 | 0 | 0 | 0 | 0 | 0 | 0 | 0 | 0 | 0 | 0 | 0 | 0 | 0 | 0 | 0 | 0 | 0 | 0 | 0 | 0 | 0 | 0 | 0 | 0 | 0 | 0 | 0 | 0 | 0 | 0 | 0 | 0 | 0 | 0 | 0 | 0 | 0 | 0 | 0 | 0 | 0 | 0 | 0 | 0 | 0 | 0 | 0 | 0 | 0 | 0 | 0 | 0 | 0 | 0 | 0 | 0 | 0 | 0 | 0 | 0 | 0 | 0 | 0 | 0 | 0 | 0 | 0 | 0 | 0 | 0 | 0 | 0 | 0 | 0 | 0 | 0 | 0 | 0 | 0 | 0 | 0 | 0 | 0 | 0 | 0 | 0 | 0 | 0 | 0 | 0 | 0 | 0 | 0 | 0 | 0 | 0 | 0 | 0 | 0 | 0 | 0 | 0 | 0 | 0 | 0 | 0 | 0 | 0 | 0 | 0 | 0 | 0 | 0 | 0 | 0 | 0 | 0 | 0 | 0 | 0 | 0 | 0 | 0 | 0 | 0 | 0 | 0 | 0 | 0 | 0 | 0
|  | PV direct export + PV to the BESS ≤ PV generation – Calc_1 | flag | OK | 0 | 0 | 0 | 0 | 0 | 0 | 0 | 0 | 0 | 0 | 0 | 0 | 0 | 0 | 0 | 0 | 0 | 0 | 0 | 0 | 0 | 0 | 0 | 0 | 0 | 0 | 0 | 0 | 0 | 0 | 0 | 0 | 0 | 0 | 0 | 0 | 0 | 0 | 0 | 0 | 0 | 0 | 0 | 0 | 0 | 0 | 0 | 0 | 0 | 0 | 0 | 0 | 0 | 0 | 0 | 0 | 0 | 0 | 0 | 0 | 0 | 0 | 0 | 0 | 0 | 0 | 0 | 0 | 0 | 0 | 0 | 0 | 0 | 0 | 0 | 0 | 0 | 0 | 0 | 0 | 0 | 0 | 0 | 0 | 0 | 0 | 0 | 0 | 0 | 0 | 0 | 0 | 0 | 0 | 0 | 0 | 0 | 0 | 0 | 0 | 0 | 0 | 0 | 0 | 0 | 0 | 0 | 0 | 0 | 0 | 0 | 0 | 0 | 0 | 0 | 0 | 0 | 0 | 0 | 0 | 0 | 0 | 0 | 0 | 0 | 0 | 0 | 0 | 0 | 0 | 0 | 0 | 0 | 0 | 0 | 0 | 0 | 0 | 0 | 0 | 0 | 0 | 0 | 0 | 0 | 0 | 0 | 0 | 0 | 0 | 0 | 0 | 0 | 0 | 0 | 0
|  | PV direct export + PV to the BESS ≤ PV generation – Calc_2 | flag | OK | 0 | 0 | 0 | 0 | 0 | 0 | 0 | 0 | 0 | 0 | 0 | 0 | 0 | 0 | 0 | 0 | 0 | 0 | 0 | 0 | 0 | 0 | 0 | 0 | 0 | 0 | 0 | 0 | 0 | 0 | 0 | 0 | 0 | 0 | 0 | 0 | 0 | 0 | 0 | 0 | 0 | 0 | 0 | 0 | 0 | 0 | 0 | 0 | 0 | 0 | 0 | 0 | 0 | 0 | 0 | 0 | 0 | 0 | 0 | 0 | 0 | 0 | 0 | 0 | 0 | 0 | 0 | 0 | 0 | 0 | 0 | 0 | 0 | 0 | 0 | 0 | 0 | 0 | 0 | 0 | 0 | 0 | 0 | 0 | 0 | 0 | 0 | 0 | 0 | 0 | 0 | 0 | 0 | 0 | 0 | 0 | 0 | 0 | 0 | 0 | 0 | 0 | 0 | 0 | 0 | 0 | 0 | 0 | 0 | 0 | 0 | 0 | 0 | 0 | 0 | 0 | 0 | 0 | 0 | 0 | 0 | 0 | 0 | 0 | 0 | 0 | 0 | 0 | 0 | 0 | 0 | 0 | 0 | 0 | 0 | 0 | 0 | 0 | 0 | 0 | 0 | 0 | 0 | 0 | 0 | 0 | 0 | 0 | 0 | 0 | 0 | 0 | 0 | 0 | 0 | 0
|  | PV direct export + PV to the BESS ≤ PV generation – Calc_3 | flag | OK | 0 | 0 | 0 | 0 | 0 | 0 | 0 | 0 | 0 | 0 | 0 | 0 | 0 | 0 | 0 | 0 | 0 | 0 | 0 | 0 | 0 | 0 | 0 | 0 | 0 | 0 | 0 | 0 | 0 | 0 | 0 | 0 | 0 | 0 | 0 | 0 | 0 | 0 | 0 | 0 | 0 | 0 | 0 | 0 | 0 | 0 | 0 | 0 | 0 | 0 | 0 | 0 | 0 | 0 | 0 | 0 | 0 | 0 | 0 | 0 | 0 | 0 | 0 | 0 | 0 | 0 | 0 | 0 | 0 | 0 | 0 | 0 | 0 | 0 | 0 | 0 | 0 | 0 | 0 | 0 | 0 | 0 | 0 | 0 | 0 | 0 | 0 | 0 | 0 | 0 | 0 | 0 | 0 | 0 | 0 | 0 | 0 | 0 | 0 | 0 | 0 | 0 | 0 | 0 | 0 | 0 | 0 | 0 | 0 | 0 | 0 | 0 | 0 | 0 | 0 | 0 | 0 | 0 | 0 | 0 | 0 | 0 | 0 | 0 | 0 | 0 | 0 | 0 | 0 | 0 | 0 | 0 | 0 | 0 | 0 | 0 | 0 | 0 | 0 | 0 | 0 | 0 | 0 | 0 | 0 | 0 | 0 | 0 | 0 | 0 | 0 | 0 | 0 | 0 | 0 | 0
|  | RtB waterfall: paid + distributable = available, no step above its due – Calc_1 | flag | OK | 0
|  | RtB waterfall: paid + distributable = available, no step above its due – Calc_2 | flag | OK | 0
|  | RtB waterfall: paid + distributable = available, no step above its due – Calc_3 | flag | OK | 0
|  | RtB: FEP + PSH + sale costs = consideration – Calc_1 | flag | OK | 0
|  | RtB: FEP + PSH + sale costs = consideration – Calc_2 | flag | OK | 0
|  | RtB: FEP + PSH + sale costs = consideration – Calc_3 | flag | OK | 0
|  | COD waterfall: paid + distributable = available, no step above its due – Calc_1 | flag | OK | 0
|  | COD waterfall: paid + distributable = available, no step above its due – Calc_2 | flag | OK | 0
|  | COD waterfall: paid + distributable = available, no step above its due – Calc_3 | flag | OK | 0
|  | COD: FEP + PSH + sale costs = price − debt + DSRA – Calc_1 | flag | OK | 0
|  | COD: FEP + PSH + sale costs = price − debt + DSRA – Calc_2 | flag | OK | 0
|  | COD: FEP + PSH + sale costs = price − debt + DSRA – Calc_3 | flag | OK | 0
|  | XIRR returned a number: FEP RtB and hold routes – Calc_1 | flag | OK | 0
|  | XIRR returned a number: FEP RtB and hold routes – Calc_2 | flag | OK | 0
|  | XIRR returned a number: FEP RtB and hold routes – Calc_3 | flag | OK | 0
|  | XIRR returned a number on the COD route when it makes money – Calc_1 | flag | OK | 0
|  | XIRR returned a number on the COD route when it makes money – Calc_2 | flag | OK | 0
|  | XIRR returned a number on the COD route when it makes money – Calc_3 | flag | OK | 0
|  | XIRR returned a number: project and buyers – Calc_1 | flag | OK | 0
|  | XIRR returned a number: project and buyers – Calc_2 | flag | OK | 0
|  | XIRR returned a number: project and buyers – Calc_3 | flag | OK | 0
|  | Scenario A = shadow, reconciliation set: FEP profit – sale at RtB – Calc_1 | flag | OK | 0
|  | Scenario A = shadow, reconciliation set: FEP IRR – sale at RtB – Calc_1 | flag | OK | 0
|  | Scenario A = shadow, reconciliation set: FEP IRR – hold to maturity – Calc_1 | flag | OK | 0
|  | Scenario A = shadow, reconciliation set: Project IRR, unlevered, after actual tax – Calc_1 | flag | OK | 0
|  | Scenario A = shadow, reconciliation set: Buyer IRR at the RtB price, unlevered, after tax – Calc_1 | flag | OK | 0
|  | Scenario A = shadow, reconciliation set: Lifetime revenue – Calc_1 | flag | OK | 0
|  | Scenario A = shadow, reconciliation set: Lifetime EBITDA – Calc_1 | flag | OK | 0
|  | Stored results = live case | flag | OK | 0
|  | Checks excluding stored = live |  |  | 0
|  | Master check |  | OK | 0
***END***