## Bora
Project Bora – tender strategies and exit routes
11 October 2026
Strategies |  | Strategy 0 | Strategy 1 | Strategy 2 | Strategy 3 | Strategy 4 | Range | Points | Key assumptions | Unit | Value
Name |  | Zero bid | Current bid | BORA 1 | BORA 2 | Maximum score |  |  | RtB premium | k€/MW | 150
Municipal contribution | k€/MW | 0 | 20 | 50 | 50 | 50 | 0 – 50 | 20 | Sale at COD – European turbine | k€/MW | 2450
Community contribution | €/MWh | 0 | 2 | 3 | 2 | 3 | 0 – 3.0 | 15 | Sale at COD – Chinese turbine | k€/MW | 2100
Overbuild | % | 0% | 30% | 51% | 40% | 51% | 0 – 50+ | 10 | Turbine – European | k€/MW | 950
BESS power | % of basis | 0% | 30% | 51% | 40% | 51% | 0, or 5 – 50+ | 15 | Turbine – Chinese | k€/MW | 500
BESS basis |  | 0 | 0 | 0 | 0 | 0 |  |  | PPA price | €/MWh | 91.6
BESS duration | h | 4 | 4 | 4 | 4 | 4 | min. 4 |  | PPA tenor | years | 10
Performance security | % of min. | 100% | 150% | 100% | 100% | 210% | 100 – 200 | 5 | Gearing – European turbine | % | 60%
Partial award |  | 0 | 0 | 1 | 1 | 1 | Yes / No | 5 | Gearing – Chinese turbine | % | 50%
Brownfield site |  | 0 | 0 | 0 | 0 | 0 | Yes / No | 10 | All-in interest rate | % | 5%
Shared connection |  | 0 | 0 | 1 | 1 | 1 | Yes / No | 5 | Discount rate | % | 8%
EU turbine |  | 0 | 1 | 1 | 1 | 1 | Yes / No | 12 | COD | date | 2031-09-30
EU transformer |  | 0 | 0 | 1 | 1 | 1 | Yes / No | 3 | RtB sale date | date | 2029-12-31
[9 empty] | Grid bottleneck – generation lost on the overbuilt capacity only | % | 5%
[9 empty] | EU-turbine promise priced into the RtB price (1 = yes, 0 = no) | switch | 0
[9 empty] | RtB premium MW basis (0 = 200 MW net MVA, 1 = installed wind MW) | switch | 0
[9 empty] | BESS value added to the RtB price (0 = off) | k€/MW BESS | 0
Installed wind | MW | 100 | 130 | 151 | 140 | 151 |  |  | Point bands | weighted points from each threshold | [10 empty] | RtB price effect by promise item vs current bid (€m) | Strategy 0 | Strategy 1 | Strategy 2 | Strategy 3 | Strategy 4
BESS | MW | 0 | 30 | 51 | 40 | 51 |  |  | Municipal, k€/MW | >10 | >15 | >20 | >25 | >30 | >35 | >40 | >45 | ≥50 |  |  | Municipal one-off (ÖSZ-1) | 1.6374 | 0 | -2.4562 | -2.4562 | -2.4562
[9 empty] | points | 2 | 4 | 6 | 8 | 11 | 14 | 16 | 18 | 20 |  |  | Community €/MWh (ÖSZ-2) | 4.2036 | 0 | -3.1201 | 0 | -3.1201
Tender points |  | Strategy 0 | Strategy 1 | Strategy 2 | Strategy 3 | Strategy 4 |  |  | Community, €/MWh | >2 | >2,1 | >2,2 | >2,3 | >2,4 | >2,5 | >2,6 | >2,7 | >2,8 | >2,9 | ≥3 | BESS (ÖSZ-4) | 5.226 | 0 | -3.6582 | -1.742 | -3.6582
Municipal contribution | pts | 0 | 4 | 20 | 20 | 20 | 0 – 50 | 20 | points | 0.75 | 1.5 | 3 | 4.5 | 6 | 7.5 | 9 | 10.5 | 12 | 13.5 | 15 | Performance security (ÖSZ-6) | 0.45787 | 0 | 0.21026 | 0.26366 | -0.70318
Community contribution | pts | 0 | 0 | 15 | 0 | 15 | 0 – 3.0 | 15 | Overbuild, % | >2 | ≥5 | ≥10 | ≥15 | ≥20 | ≥25 | ≥30 | ≥35 | ≥40 | >50 |  | EU turbine (ÖSZ-9a, switch N19) | 0 | 0 | 0 | 0 | 0
Overbuild | pts | 0 | 7 | 10 | 9 | 10 | 0 – 50+ | 10 | points | 1 | 2 | 3 | 4 | 5 | 6 | 7 | 8 | 9 | 10 |  | Overbuild – grid bottleneck (ÖSZ-3) | 2.9985 | 0 | -2.048 | -0.98332 | -2.048
BESS | pts | 0 | 10.5 | 15 | 13.5 | 15 | 0, or 5 – 50+ | 15 | BESS, % of wind | ≥5 | ≥10 | ≥15 | ≥20 | ≥25 | ≥30 | ≥35 | ≥40 | >50 |  |  | Total price effect | 14.5233 | 0 | -11.0722 | -4.9178 | -11.9856
Partial award | pts | 0 | 0 | 5 | 5 | 5 | 100 – 200 | 5 | points | 3 | 4.5 | 6 | 7.5 | 9 | 10.5 | 12 | 13.5 | 15 |  |  | Check vs row 42 | OK | OK | OK | OK | OK
Performance security | pts | 0 | 2.5 | 0 | 0 | 5 | Yes / No | 5 | Security, % of min. | >100 | ≥120 | ≥130 | ≥140 | ≥150 | ≥160 | ≥170 | ≥180 | ≥190 | ≥200
Brownfield site | pts | 0 | 0 | 0 | 0 | 0 | Yes / No | 10 | points | 0.5 | 1 | 1.5 | 2 | 2.5 | 3 | 3.5 | 4 | 4.5 | 5 |  | ≈ Effect on FEP IRR by item (pp) – pro-rata to the strategy's Δ IRR vs current bid | Strategy 0 | Strategy 1 | Strategy 2 | Strategy 3 | Strategy 4
Shared connection | pts | 0 | 0 | 5 | 5 | 5 | Yes / No | 5 | Yes / no items | >100: Partial award 5 · brownfield 10 · shared connection 5 |  | Municipal one-off (ÖSZ-1) | 3.418% | 0% | -4.298% | -4.604% | -3.97%
EU equipment (EU-turbine routes) | pts | 0 | 12 | 15 | 15 | 15 | Yes / No | max 15 |  | >100: EU turbine 12 · EU transformer 3 (EU-turbine routes) |  | Community €/MWh (ÖSZ-2) | 8.774% | 0% | -5.459% | 0% | -5.043%
Total – European turbine | pts | 0 | 36 | 85 | 67.5 | 90 |  |  | Maximum score | [10 empty] | 100 | BESS (ÖSZ-4) | 10.91% | 0% | -6.401% | -3.265% | -5.913%
Total – Chinese turbine | pts | 0 | 24 | 70 | 52.5 | 75 | [14 empty] | Performance security (ÖSZ-6) | 0.9557% | 0% | 0.3679% | 0.4942% | -1.137%
[21 empty] | EU turbine (ÖSZ-9a, switch N19) | 0% | 0% | 0% | 0% | 0%
[21 empty] | Overbuild – grid bottleneck (ÖSZ-3) | 6.259% | 0% | -3.583% | -1.843% | -3.31%
Results (FEP, post-tax) |  | Strategy 0 | Strategy 1 | Strategy 2 | Strategy 3 | Strategy 4 | [14 empty] | Total = Δ IRR vs current bid (row 47) | 30.31% | 0% | -19.37% | -9.218% | -19.37%
RtB sale
Gross RtB premium | €m | 15 | 15 | 15 | 15 | 15
Price effect vs current bid (promises – see table at Y22) | €m | 14.5233 | 0 | -11.0722 | -4.9178 | -11.9856
Effective RtB price | €m | 29.5233 | 15 | 3.9278 | 10.0822 | 3.0144
FEP net profit | €m | 17.556 | 6.5284 | -1.2203 | 3.2732 | -3.4013
FEP IRR | % | 49.69% | 19.37% | 2.98e-07% | 10.15% | 2.98e-07%
FEP MOIC | x | 1.6902 | 1.2474 | 0.95347 | 1.1256 | 0.87698
Δ IRR vs current bid | % | 30.31% | 0% | -19.37% | -9.218% | -19.37%
RtB proceeds waterfall (devex waterfall at sale)
RtB premium proceeds (effective) | €m | 29.5233 | 15 | 3.9278 | 10.0822 | 3.0144
Buyer reimbursement – securities, conn. fee, land | €m | 21.8376 | 21.8376 | 21.8376 | 21.8376 | 21.8376
Total proceeds | €m | 51.361 | 36.8376 | 25.7655 | 31.9198 | 24.852
Less: sale costs | €m | -0.5 | -0.5 | -0.5 | -0.5 | -0.5
Less: recoverable loans – principal | €m | -21.4123 | -21.4123 | -21.4123 | -21.4123 | -21.4123
Less: recoverable loans – 12 % interest | €m | -1.5636 | -1.5636 | -1.5636 | -1.5636 | -1.5636
Less: unrecoverable loans – principal (land) | €m | -0.42538 | -0.42538 | -0.42538 | -0.42538 | -0.42538
Less: return on at-risk devex / land – MAX(20 %, 2×) | €m | -3.0937 | -3.0937 | -3.0937 | -3.0937 | -3.0937
Less: interest on bank-guaranteed securities (6 %) | €m | -0.44419 | -1.2539 | -1.1171 | -0.97196 | -2.328
Less: developer success fee / DSA | €m | -0.79514 | -1.0337 | -1.2007 | -1.1132 | -1.2007
Distributable proceeds | €m | 23.1266 | 7.5551 | -3.5473 | 2.8397 | -5.6717 | Check OK
To FEP | €m | 16.1887 | 5.2885 | -2.4831 | 1.9878 | -4.471
To Developer | €m | 6.938 | 2.2665 | -1.0642 | 0.85191 | -1.2007
Sale at COD
European turbine – IRR | % | 31.57% | 31.31% | 31.67% | 31.9% | 29.95%
European turbine – MOIC | x | 1.6124 | 1.5576 | 1.5313 | 1.5459 | 1.5074
Chinese turbine – IRR | % | 40.1% | 40.86% | 42.05% | 41.93% | 39.92%
Chinese turbine – MOIC | x | 1.8592 | 1.8011 | 1.7735 | 1.7871 | 1.7416
Hold to maturity
European turbine – IRR | % | 9.251% | 10.27% | 10.89% | 10.57% | 10.89%
European turbine – MOIC | x | 5.4426 | 6.3494 | 6.9349 | 6.6125 | 6.9401
Chinese turbine – IRR | % | 11.75% | 13.34% | 14.36% | 13.81% | 14.36%
Chinese turbine – MOIC | x | 6.6757 | 8.0159 | 8.9133 | 8.3976 | 8.9211
Cost to COD – build case (all items to COD) |  | Strategy 0 | Strategy 1 | Strategy 2 | Strategy 3 | Strategy 4
European turbine | [6 empty] | Shows 0 until the Calc data table is extended to column DB (Calc!F305:DB330, column input E10)
Devex incl. land (FEP-funded) | €m | 3.0878 | 3.0878 | 3.0878 | 3.0878 | 3.0878
Signing fee and DD | €m | 0.4 | 0.4 | 0.4 | 0.4 | 0.4
Turbine supply | €m | 99.75 | 129.675 | 150.6225 | 139.65 | 150.6225
Other wind capex – erection, foundations, BoP, owner's, land | €m | 37.275 | 48.4575 | 56.2852 | 52.185 | 56.2852
Substation and 132 kV bay | €m | 12.6 | 12.6 | 12.6 | 12.6 | 12.6
BESS capex | €m | 0 | 6 | 10.2 | 8 | 10.2
Grid connection fee | €m | 20.1794 | 20.1794 | 20.1794 | 20.1794 | 20.1794
Municipal one-off contribution | €m | 0 | 2 | 5 | 5 | 5
Total construction capex | €m | 169.8044 | 218.9119 | 254.8871 | 237.6144 | 254.8871 | Check OK
Tender securities in cash (net of refunds) | €m | 1.2493 | 1.2493 | 1.2493 | 1.2493 | 1.2493
Bank guarantee fees to COD | €m | 0.81166 | 2.2972 | 2.0413 | 1.776 | 4.2713
IDC and financing fees | €m | 8.1229 | 10.472 | 12.193 | 11.3667 | 12.193
All-in cost to COD | €m | 183.4761 | 236.4183 | 273.8585 | 255.4943 | 276.0885
Installed wind | MW | 100 | 130 | 151 | 140 | 151
All-in cost per installed MW | k€/MW | 1834.7611 | 1818.602 | 1813.6328 | 1824.9594 | 1828.401
Chinese turbine
Devex incl. land (FEP-funded) | €m | 3.0878 | 3.0878 | 3.0878 | 3.0878 | 3.0878
Signing fee and DD | €m | 0.4 | 0.4 | 0.4 | 0.4 | 0.4
Turbine supply | €m | 52.5 | 68.25 | 79.275 | 73.5 | 79.275
Other wind capex – erection, foundations, BoP, owner's, land | €m | 37.275 | 48.4575 | 56.2852 | 52.185 | 56.2852
Substation and 132 kV bay | €m | 11.34 | 11.34 | 11.34 | 11.34 | 11.34
BESS capex | €m | 0 | 6 | 10.2 | 8 | 10.2
Grid connection fee | €m | 20.1794 | 20.1794 | 20.1794 | 20.1794 | 20.1794
Municipal one-off contribution | €m | 0 | 2 | 5 | 5 | 5
Total construction capex | €m | 121.2944 | 156.2269 | 182.2796 | 170.2044 | 182.2796 | Check OK
Tender securities in cash (net of refunds) | €m | 1.2493 | 1.2493 | 1.2493 | 1.2493 | 1.2493
Bank guarantee fees to COD | €m | 0.81166 | 2.2972 | 2.0413 | 1.776 | 4.2713
IDC and financing fees | €m | 4.8353 | 6.2278 | 7.2664 | 6.785 | 7.2664
All-in cost to COD | €m | 131.6785 | 169.489 | 196.3245 | 183.5026 | 198.5545
Installed wind | MW | 100 | 130 | 151 | 140 | 151
All-in cost per installed MW | k€/MW | 1316.7849 | 1303.7619 | 1300.162 | 1310.7331 | 1314.9301
Model check: OK
Note on F8: Zádeczki Zalán: overbuildnek egy részét nem építjük meg nem jár bünzi
Note on N10: Zádeczki Zalán: go-VAL SZAMOLNI KELL
REFRESH

## Calc
Calc – strategies, data table and links to the Bora sheet
a. Selection
Item | Unit | Selection | Code | Name
Active route | route | RtB sale (case 1) | 1
Active tender strategy (S0 zero bid … S4 maximum score) | scenario | S1 | 0 | Current bid
Data-table driver – leave 0 (input cell of the data table, section f) | # | 0
Model in use: case (Inputs E6) / tender scenario (Tender E5) | check | 1 | 0 | OK
Route (list for E8) | Case | Exit |  | Turbine
RtB sale (case 1) | 1 | Sale of the project rights at RtB |  | Scenario's turbine (row 22)
Sale at COD – European turbine (case 7) | 7 | Sale of 100 % of the SPV at COD |  | European
Sale at COD – Chinese turbine (case 8) | 8 | Sale of 100 % of the SPV at COD |  | Chinese
Hold to maturity – European turbine (case 2) | 2 | Build, operate, hold |  | European
Hold to maturity – Chinese turbine (case 3) | 3 | Build, operate, hold |  | Chinese
b. Tender strategies S0–S4 (ÖSZ commitments) – edit columns E:I; price-effect reference = S1 current bid
Commitment | Unit | S0 – zero bid | S1 – current bid | S2 – free points | S3 – ≈70 points | S4 – max. score | Active (Tender J) | [5 empty] | Link check
Scenario name | text | Zero bid | Current bid | BORA 1 | BORA 2 | Maximum score | Current bid | [5 empty] | OK
ÖSZ-1 one-off municipal contribution | k€/MW | 0 | 20 | 50 | 50 | 50 | 20 | [5 empty] | OK
ÖSZ-2 annual community contribution on energy fed in | €/MWh | 0 | 2 | 3 | 2 | 3 | 2 | [5 empty] | OK
ÖSZ-3 overbuild – installed wind above the net connection capacity | % | 0% | 30% | 51% | 40% | 51% | 30% | [5 empty] | OK
ÖSZ-4 BESS power as % of the ratio basis (row below) | % | 0% | 30% | 51% | 40% | 51% | 30% | [5 empty] | OK
ÖSZ-4 BESS ratio basis (1 = installed wind, GYIK 20; 0 = net MVA) | 1 / 0 | 0 | 0 | 0 | 0 | 0 | 0 | [5 empty] | OK
ÖSZ-4 BESS duration | h | 4 | 4 | 4 | 4 | 4 | 4 | [5 empty] | OK
ÖSZ-6 performance security (% of the tender minimum) | % | 100% | 150% | 100% | 100% | 210% | 150% | [5 empty] | OK
ÖSZ-5 accept partial award (1 = yes) | 1 / 0 | 0 | 0 | 1 | 1 | 1 | 0 | [5 empty] | OK
ÖSZ-7 brownfield site ≥ 70 % (1 = yes) | 1 / 0 | 0 | 0 | 0 | 0 | 0 | 0 | [5 empty] | OK
ÖSZ-8 shared connection point and line (1 = yes) | 1 / 0 | 0 | 0 | 1 | 1 | 1 | 0 | [5 empty] | OK
ÖSZ-9a turbine of the scenario (1 = EU, 0 = CN) – RtB route and headline score | 1 / 0 | 0 | 1 | 1 | 1 | 1 | 1 | [5 empty] | OK
ÖSZ-9b EU-made generator transformer (1 = yes; European-turbine routes only) | 1 / 0 | 0 | 0 | 1 | 1 | 1 | 0 | [5 empty] | OK
Derived per scenario (Tender rows 40–45, live)
Gross installed wind = net MVA × (1 + overbuild) | MW | 100 | 130 | 151 | 140 | 151 | 130
BESS power = ratio × basis MW | MW | 0 | 30 | 51 | 40 | 51 | 30
BESS energy (power × duration) | MWh | 0 | 120 | 204 | 160 | 204 | 120
BESS ratio of installed wind (ÖSZ-4 x, GYIK 20) | % | 0% | 30% | 51% | 40% | 51% | 30%
Clipping loss at the connection capacity (L20 estimate) | % | 0% | 1.154% | 1.689% | 1.429% | 1.689% | 1.154%
Points – Annex 3 weight × Annex 4 inner points, GYIK rules (Tender rows 51–88, live)
ÖSZ-1 municipal contribution | pts | 0 | 4 | 20 | 20 | 20
ÖSZ-2 community contribution | pts | 0 | 0 | 15 | 0 | 15
ÖSZ-3 overbuild | pts | 0 | 7 | 10 | 9 | 10
ÖSZ-4 BESS (ratio of installed wind) | pts | 0 | 10.5 | 15 | 13.5 | 15
ÖSZ-5 partial award | pts | 0 | 0 | 5 | 5 | 5
ÖSZ-6 performance security | pts | 0 | 2.5 | 0 | 0 | 5
ÖSZ-7 brownfield site | pts | 0 | 0 | 0 | 0 | 0
ÖSZ-8 shared connection | pts | 0 | 0 | 5 | 5 | 5
ÖSZ-9 EU-made equipment (European-turbine routes only) | pts | 0 | 12 | 15 | 15 | 15
Σ ÖSZ-1 … ÖSZ-8 | pts | 0 | 24 | 70 | 52.5 | 75
TOTAL SCORE – European-turbine routes (RtB with EU turbine, cases 2 / 7) | pts | 0 | 36 | 85 | 67.5 | 90 | 36
TOTAL SCORE – Chinese-turbine routes (cases 3 / 8) | pts | 0 | 24 | 70 | 52.5 | 75 | 24
Score of the scenario (its own turbine, row 22) | pts | 0 | 36 | 85 | 67.5 | 90 | 36
Bid validity – scoring rules (node cap: see row 65) | status | Valid | Valid | Valid | Valid | Valid
GYIK eligibility of the scored items (1 = points awarded; 0 = below the minimum / not eligible)
ÖSZ-1 eligible (10 000 ≤ x ≤ 50 000 €/MW; below → 0 points, GYIK 17) | 1 / 0 | 0 | 1 | 1 | 1 | 1
ÖSZ-2 eligible (2 ≤ x ≤ 3 €/MWh; below → 0 points, GYIK 17) | 1 / 0 | 0 | 1 | 1 | 1 | 1
ÖSZ-3 eligible (installed wind ≥ net MVA) | 1 / 0 | 1 | 1 | 1 | 1 | 1
ÖSZ-4 eligible (ratio ≥ 5 % of installed wind, ≥ 4 h, BESS MW ≤ wind MW) | 1 / 0 | 0 | 1 | 1 | 1 | 1
Company-group caps – eligibility flag only (not an integrity check; Tender section 8)
Same company group (1 = Bora's SPV bids within a company group) | 1 / 0 | 1 | [10 empty] | OK
Other bids by the same group at this node | MVA | 0 | [10 empty] | OK
Other bids by the same group in total (all nodes) | MVA | 0 | [10 empty] | OK
Node cap (100 MVA per node, V.7 / VII.36): Bora + other bids at the node | flag | OK
Group total cap (200 MVA, V.6) | flag | OK
Group caps – status | flag | OK
c. Business inputs – single source (the model's input cells link here)
Input | Unit | Base / RtB (case 1) | European (cases 2, 7) | Chinese (cases 3, 8) | [8 empty] | Link check
Project and deal
Grid node (Annex 1) | name | Szombathely OVIT (SZHO B 132.00) | [10 empty] | OK
Net grid connection capacity – requested MVA (premium basis, grid fees, TSO bond) | MVA | 100 | [10 empty] | OK
Signing fee / purchase price to the current owners | k€ | 250 | [10 empty] | OK
JV structure live (1 = 70/30 JV with A.RES, 0 = FEP 100 %) | 1 / 0 | 1 | [10 empty] | OK
FEP share of the net proceeds if JV | % | 70% | [10 empty] | OK
Developer success fee (DSA) live | 1 / 0 | 1 | [10 empty] | OK
DSA basis = installed wind MW (FLAG – BORA_Devex V37, user 09-Oct-26) | MW | 130
Number of tender bids (participation fee per bid) | # | 2 | [10 empty] | OK
Indirect connection fee (Annex 1) | Ft/MVA | 73071306 | [10 empty] | OK
Direct connection investment (Annex 1, per connection point) | Ft | 508345804 | [10 empty] | OK
Devex – total incl. contingency (BORA_Devex line items) | k€ | 3137.8459
RtB exit
RtB exit premium (sale price) | k€/MW | 150 | [10 empty] | OK
RtB premium MW basis (0 = net MVA, 1 = installed wind – FLAG) | 1 / 0 | 0 | [10 empty] | OK
Premium basis MW (Inputs E150) | MW | 100
Lag from RtB to the RtB sale | months | 9 | [10 empty] | OK
Pass-through of the promises' PV into the exit price (RtB and sale at COD) | % | 100% | [10 empty] | OK
Timing
COD (month end) – the timeline moves with it (RtB, RtB sale, NTP) | date | 2031-09-30 | [10 empty] | OK
Construction (NTP → COD) | months | 24 | [10 empty] | OK
NTP / FID lag after RtB | months | 3 | [10 empty] | OK
Operating life | years | 30 | [10 empty] | OK
Valid COD window – earliest | date | 2030-12-31
Valid COD window – latest | date | 2031-12-31
Timeline validity | status | OK
RtB date / RtB sale date | date | 2029-06-30 | 2029-12-31
NTP / COD | date | 2029-09-30 | 2031-09-30
Capex
Turbine supply incl. transport | k€/MW | 950 | 950 | 500 | [8 empty] | OK
Turbine installation and erection | k€/MW | 80 | [10 empty] | OK
Foundations | k€/MW | 90 | [10 empty] | OK
Balance of plant – civil | k€/MW | 70 | [10 empty] | OK
Balance of plant – electrical | k€/MW | 60 | [10 empty] | OK
BESS capex (all-in) | k€/MW | 200 | [10 empty] | OK
Owner's costs, engineering, PM, insurance | k€/MW | 40 | [10 empty] | OK
Generation and revenue
Energy yield – net equivalent hours P50 | MWh/MW | 2460 | [10 empty] | OK
Additional availability / loss haircut | % | 0% | [10 empty] | OK
Curtailment / grid constraint | % | 2% | [10 empty] | OK
Annual degradation | % p.a. | 0.3% | [10 empty] | OK
Clipping loss at the 20 % reference overbuild (L20) – ESTIMATE | % | 2% | [10 empty] | OK
Aurora price scenario (1 Low, 2 Central, 3 High) | 1 / 2 / 3 | 2 | 2 | 2 | [8 empty] | OK
Merchant price factor (1.00 = Aurora curve) | x | 1 | [10 empty] | OK
Merchant share of output (1 − PPA share) | % | 100% | 0% | 0% | [8 empty] | OK
PPA strike, first operating year | €/MWh | 91.6 | [10 empty] | OK
PPA strike escalation | % p.a. | 1% | [10 empty] | OK
PPA tenor | years | 10 | [10 empty] | OK
Opex
O&M full-service contract | k€/MW/yr | 12 | [10 empty] | OK
Balance of plant maintenance | k€/MW/yr | 3 | [10 empty] | OK
Land lease | k€/MW/yr | 3 | [10 empty] | OK
Opex escalation | % p.a. | 2.5% | [10 empty] | OK
Financing and valuation
Gearing (senior debt / total capex) | % | 55% | 60% | 50% | [8 empty] | OK
All-in interest rate (senior debt) | % | 5% | [10 empty] | OK
Commitment fee on undrawn senior debt (construction) | % p.a. | 0.9% | [10 empty] | OK
Senior debt tenor (from the first full operating year) | years | 10 | [10 empty] | OK
Discount rate – NPV, hurdle and economic-profit charge (single rate) | % | 8% | [10 empty] | OK
Robin Hood tax (31 %) – 1 = on (FLAG: off, each SPV ≤ 50 MW) | 1 / 0 | 0 | [10 empty] | OK
Sale at COD
Sale at COD price – European turbine (before clipping) | k€/MW | 2450 | [10 empty] | OK
Sale at COD price – Chinese turbine (before clipping) | k€/MW | 2100 | [10 empty] | OK
Buyer target IRRs for the implied price (section d) | % | 7% | 8% | 9% | [8 empty] | OK
d. Results – FEP view, post-tax (scenario comparison = Excel data table, section f)
Live model – active route × active tender scenario (section a) | Unit | Value
FEP net profit (post-tax) | k€ | 6528.4084
FEP IRR (post-tax) | % | 19.37%
FEP MOIC | x | 1.2474
FEP NPV (post-tax) | k€ | 3016.2863
FEP NPV / Equity | x | 0.13558
FEP peak cumulative exposure | k€ | 26346.9703
Integrity checks of the route | status | ALL OK
Integrity – MOIC G270 (all routes) | status | ALL OK
Integrity – HTM G172 (all routes) | status | ALL OK
Integrity – Tender checks, overall (Tender E343) | status | OK
Control Panel links (every input row, column P check) and selection | status | OK
Timeline inside the valid window (section c) | status | OK
Scenario comparison – all routes (data table) | Unit | S0 – zero bid | S1 – current bid | S2 – free points | S3 – ≈70 points | S4 – max. score | Δ S0 vs S1 | Δ S2 vs S1 | Δ S3 vs S1 | Δ S4 vs S1
Tender score – European-turbine routes | pts | 0 | 36 | 85 | 67.5 | 90 | -36 | 49 | 31.5 | 54
Tender score – Chinese-turbine routes | pts | 0 | 24 | 70 | 52.5 | 75 | -24 | 46 | 28.5 | 51
FEP net profit (post-tax)
RtB sale (case 1) | k€ | 17556.0245 | 6528.4084 | -1220.2542 | 3273.1728 | -3401.3038 | 11027.6161 | -7748.6626 | -3255.2356 | -9929.7122
Sale at COD – European turbine (case 7) | k€ | 46998.1068 | 55104.4259 | 60380.7676 | 57936.9083 | 58801.3906 | -8106.3191 | 5276.3417 | 2832.4824 | 3696.9647
Sale at COD – Chinese turbine (case 8) | k€ | 58756.441 | 70472.3779 | 78284.3816 | 74521.0885 | 76705.0046 | -11715.9369 | 7812.0037 | 4048.7106 | 6232.6267
Hold to maturity – European turbine (case 2) | k€ | 463212.5948 | 599996.5832 | 694661.1301 | 647585.424 | 694748.6608 | -136783.9884 | 94664.5469 | 47588.8407 | 94752.0776
Hold to maturity – Chinese turbine (case 3) | k€ | 525608.3585 | 680875.5583 | 788635.6306 | 734779.1248 | 788723.1613 | -155267.1997 | 107760.0723 | 53903.5665 | 107847.603
FEP IRR (post-tax)
RtB sale (case 1) | % | 49.69% | 19.37% | 2.98e-07% | 10.15% | 2.98e-07% | 30.3139 | -19.3733 | -9.2183 | -19.3733
Sale at COD – European turbine (case 7) | % | 31.57% | 31.31% | 31.67% | 31.9% | 29.95% | 0.26447 | 0.35766 | 0.59292 | -1.3599
Sale at COD – Chinese turbine (case 8) | % | 40.1% | 40.86% | 42.05% | 41.93% | 39.92% | -0.75855 | 1.1838 | 1.072 | -0.94747
Hold to maturity – European turbine (case 2) | % | 9.251% | 10.27% | 10.89% | 10.57% | 10.89% | -1.0242 | 0.61181 | 0.29166 | 0.6135
Hold to maturity – Chinese turbine (case 3) | % | 11.75% | 13.34% | 14.36% | 13.81% | 14.36% | -1.5932 | 1.0184 | 0.46173 | 1.0184
FEP MOIC
RtB sale (case 1) | x | 1.6902 | 1.2474 | 0.95347 | 1.1256 | 0.87698 | 0.44277 | -0.29395 | -0.12179 | -0.37044
Sale at COD – European turbine (case 7) | x | 1.6124 | 1.5576 | 1.5313 | 1.5459 | 1.5074 | 0.05481 | -0.026317 | -0.011739 | -0.050171
Sale at COD – Chinese turbine (case 8) | x | 1.8592 | 1.8011 | 1.7735 | 1.7871 | 1.7416 | 0.058147 | -0.027589 | -0.014016 | -0.059534
Hold to maturity – European turbine (case 2) | x | 5.4426 | 6.3494 | 6.9349 | 6.6125 | 6.9401 | -0.90687 | 0.58544 | 0.26308 | 0.59063
Hold to maturity – Chinese turbine (case 3) | x | 6.6757 | 8.0159 | 8.9133 | 8.3976 | 8.9211 | -1.3402 | 0.89737 | 0.38171 | 0.9052
FEP NPV (post-tax, discount rate of section c)
RtB sale (case 1) | k€ | 11582.6803 | 3016.2863 | -2923.1136 | 546.512 | -4736.2019 | 8566.394 | -5939.3999 | -2469.7743 | -7752.4882
Sale at COD – European turbine (case 7) | k€ | 26196.0246 | 30708.7782 | 33799.5126 | 32485.9839 | 32440.0947 | -4512.7536 | 3090.7344 | 1777.2057 | 1731.3165
Sale at COD – Chinese turbine (case 8) | k€ | 34604.6064 | 41694.6483 | 46589.3267 | 44330.72 | 45229.9088 | -7090.0419 | 4894.6784 | 2636.0717 | 3535.2605
Hold to maturity – European turbine (case 2) | k€ | 17750.4438 | 36543.679 | 49728.598 | 42872.9788 | 49766.1073 | -18793.2352 | 13184.919 | 6329.2998 | 13222.4283
Hold to maturity – Chinese turbine (case 3) | k€ | 47929.1358 | 75469.7989 | 94742.7596 | 84682.6119 | 94780.2689 | -27540.6631 | 19272.9607 | 9212.813 | 19310.47
RtB sale (case 1) – price and price effect of the promises (NPV basis) | Unit | S0 – zero bid | S1 – current bid | S2 – free points | S3 – ≈70 points | S4 – max. score | Δ S0 vs S1 | Δ S2 vs S1 | Δ S3 vs S1 | Δ S4 vs S1
Gross RtB premium (premium × basis MW) | k€ | 15000 | 15000 | 15000 | 15000 | 15000 | 0 | 0 | 0 | 0
Σ PV of the promises above S1 (current bid) at the RtB sale (buyer rate, NPV basis) | k€ | 14523.3108 | 0 | -11072.1791 | -4917.8097 | -11985.619 | 14523.3108 | -11072.1791 | -4917.8097 | -11985.619
Price effect vs current bid = pass-through × Σ PV (< 0 above S1, > 0 below it) | k€ | 14523.3108 | 0 | -11072.1791 | -4917.8097 | -11985.619 | 14523.3108 | -11072.1791 | -4917.8097 | -11985.619
Effective RtB price = premium after the price effect | k€ | 29523.3108 | 15000 | 3927.8209 | 10082.1903 | 3014.381 | 14523.3108 | -11072.1791 | -4917.8097 | -11985.619
Effective RtB price per MVA (net connection capacity) | k€/MVA | 295.2331 | 150 | 39.2782 | 100.8219 | 30.1438 | 145.2331 | -110.7218 | -49.1781 | -119.8562
Effective RtB price per installed MW (only when the premium basis switch = 1) | k€/MW | n/a – basis MVA | n/a – basis MVA | n/a – basis MVA | n/a – basis MVA | n/a – basis MVA | n/a | n/a | n/a | n/a
FEP net profit (post-tax) | k€ | 17556.0245 | 6528.4084 | -1220.2542 | 3273.1728 | -3401.3038 | 11027.6161 | -7748.6626 | -3255.2356 | -9929.7122
FEP IRR (post-tax) | % | 49.69% | 19.37% | 2.98e-07% | 10.15% | 2.98e-07% | 30.3139 | -19.3733 | -9.2183 | -19.3733
Sale at COD (cases 7 / 8) – price, buyer view at our price | Unit | S0 – zero bid | S1 – current bid | S2 – free points | S3 – ≈70 points | S4 – max. score | Δ S0 vs S1 | Δ S2 vs S1 | Δ S3 vs S1 | Δ S4 vs S1
European turbine (case 7)
Sale price at COD (enterprise value, after the price effect) | k€ | 249808.8482 | 314825 | 360133.1324 | 338100 | 360133.1324 | -65016.1518 | 45308.1324 | 23275 | 45308.1324
Sale price per installed MW | k€/MW | 2498.0885 | 2421.7308 | 2384.9876 | 2415 | 2384.9876 | 76.3577 | -36.7431 | -6.7308 | -36.7431
Price effect of the post-COD promises (pass-through × PV at COD) | k€ | 4808.8482 | 0 | -3569.3676 | 0 | -3569.3676 | 4808.8482 | -3569.3676 | 0 | -3569.3676
Buyer IRR at our price (unlevered, post-tax) | % | 7.349% | 7.341% | 7.338% | 7.344% | 7.338% | 0.0085109 | -0.0025457 | 0.0035727 | -0.0025457
Implied price for a 7,0 % buyer IRR | k€/MW | 2598.7054 | 2517.1462 | 2478.378 | 2511.146 | 2478.378 | 81.5592 | -38.7682 | -6.0002 | -38.7682
Implied price for a 8,0 % buyer IRR | k€/MW | 2325.9214 | 2252.2138 | 2217.1823 | 2246.8739 | 2217.1823 | 73.7076 | -35.0315 | -5.3399 | -35.0315
Implied price for a 9,0 % buyer IRR | k€/MW | 2095.4621 | 2028.4402 | 1996.5897 | 2023.655 | 1996.5897 | 67.022 | -31.8505 | -4.7851 | -31.8505
FEP IRR (post-tax) | % | 31.57% | 31.31% | 31.67% | 31.9% | 29.95% | 0.26447 | 0.35766 | 0.59292 | -1.3599
FEP MOIC | x | 1.6124 | 1.5576 | 1.5313 | 1.5459 | 1.5074 | 0.05481 | -0.026317 | -0.011739 | -0.050171
Chinese turbine (case 8)
Sale price at COD (enterprise value, after the price effect) | k€ | 214808.8482 | 269850 | 308175.6324 | 289800 | 308175.6324 | -55041.1518 | 38325.6324 | 19950 | 38325.6324
Sale price per installed MW | k€/MW | 2148.0885 | 2075.7692 | 2040.8982 | 2070 | 2040.8982 | 72.3193 | -34.871 | -5.7692 | -34.871
Price effect of the post-COD promises (pass-through × PV at COD) | k€ | 4808.8482 | 0 | -3569.3676 | 0 | -3569.3676 | 4808.8482 | -3569.3676 | 0 | -3569.3676
Buyer IRR at our price (unlevered, post-tax) | % | 8.661% | 8.676% | 8.686% | 8.68% | 8.686% | -0.015172 | 0.0098974 | 0.0039148 | 0.0098974
Implied price for a 7,0 % buyer IRR | k€/MW | 2574.533 | 2493.1197 | 2454.4164 | 2487.1499 | 2454.4164 | 81.4133 | -38.7033 | -5.9697 | -38.7033
Implied price for a 8,0 % buyer IRR | k€/MW | 2303.5179 | 2229.9455 | 2194.9742 | 2224.6339 | 2194.9742 | 73.5724 | -34.9713 | -5.3116 | -34.9713
Implied price for a 9,0 % buyer IRR | k€/MW | 2074.6305 | 2007.7342 | 1975.9397 | 2002.9754 | 1975.9397 | 66.8963 | -31.7945 | -4.7588 | -31.7945
FEP IRR (post-tax) | % | 40.1% | 40.86% | 42.05% | 41.93% | 39.92% | -0.75855 | 1.1838 | 1.072 | -0.94747
FEP MOIC | x | 1.8592 | 1.8011 | 1.7735 | 1.7871 | 1.7416 | 0.058147 | -0.027589 | -0.014016 | -0.059534
Hold to maturity (cases 2 / 3) | Unit | S0 – zero bid | S1 – current bid | S2 – free points | S3 – ≈70 points | S4 – max. score | Δ S0 vs S1 | Δ S2 vs S1 | Δ S3 vs S1 | Δ S4 vs S1
European turbine (case 2)
FEP IRR (post-tax) | % | 9.251% | 10.27% | 10.89% | 10.57% | 10.89% | -1.0242 | 0.61181 | 0.29166 | 0.6135
FEP MOIC | x | 5.4426 | 6.3494 | 6.9349 | 6.6125 | 6.9401 | -0.90687 | 0.58544 | 0.26308 | 0.59063
FEP NPV (post-tax) | k€ | 17750.4438 | 36543.679 | 49728.598 | 42872.9788 | 49766.1073 | -18793.2352 | 13184.919 | 6329.2998 | 13222.4283
Minimum DSCR | x | 1.2445 | 1.2107 | 1.187 | 1.1988 | 1.187 | 0.0338 | -0.023726 | -0.011939 | -0.023726
Chinese turbine (case 3)
FEP IRR (post-tax) | % | 11.75% | 13.34% | 14.36% | 13.81% | 14.36% | -1.5932 | 1.0184 | 0.46173 | 1.0184
FEP MOIC | x | 6.6757 | 8.0159 | 8.9133 | 8.3976 | 8.9211 | -1.3402 | 0.89737 | 0.38171 | 0.9052
FEP NPV (post-tax) | k€ | 47929.1358 | 75469.7989 | 94742.7596 | 84682.6119 | 94780.2689 | -27540.6631 | 19272.9607 | 9212.813 | 19310.47
Minimum DSCR | x | 2.0472 | 1.9916 | 1.9475 | 1.9647 | 1.9475 | 0.055593 | -0.044079 | -0.026906 | -0.044079
e. Integrity per data-table run – MOIC G270 / HTM G172 / Tender checks (overall)
Route |  | S0 – zero bid | S1 – current bid | S2 – free points | S3 – ≈70 points | S4 – max. score
RtB sale (case 1) | status | OK | OK | OK | OK | OK
Sale at COD – European turbine (case 7) | status | OK | OK | OK | OK | OK
Sale at COD – Chinese turbine (case 8) | status | OK | OK | OK | OK | OK
Hold to maturity – European turbine (case 2) | status | OK | OK | OK | OK | OK
Hold to maturity – Chinese turbine (case 3) | status | OK | OK | OK | OK | OK
Runs with every check OK | runs | 25 of 25
g. Tender scoring – offerable range and points per band (GYIK rules; weighted points = contribution to the 100-point total)
Criterion / band | Unit | Range / band from | Weighted points | Maximum points
ÖSZ-1 municipal one-off contribution | k€/MW | 0 – 50 |  | 20
below the lowest band / not eligible | k€/MW |  | 0
above (>) | k€/MW | 10 | 2
above (>) | k€/MW | 15 | 4
above (>) | k€/MW | 20 | 6
above (>) | k€/MW | 25 | 8
above (>) | k€/MW | 30 | 11
above (>) | k€/MW | 35 | 14
above (>) | k€/MW | 40 | 16
above (>) | k€/MW | 45 | 18
from (≥) | k€/MW | 50 | 20
ÖSZ-2 community contribution | €/MWh | 0 – 3.0 |  | 15
below the lowest band / not eligible | €/MWh |  | 0
above (>) | €/MWh | 2 | 0.75
above (>) | €/MWh | 2.1 | 1.5
above (>) | €/MWh | 2.2 | 3
above (>) | €/MWh | 2.3 | 4.5
above (>) | €/MWh | 2.4 | 6
above (>) | €/MWh | 2.5 | 7.5
above (>) | €/MWh | 2.6 | 9
above (>) | €/MWh | 2.7 | 10.5
above (>) | €/MWh | 2.8 | 12
above (>) | €/MWh | 2.9 | 13.5
from (≥) | €/MWh | 3 | 15
ÖSZ-3 overbuild (installed wind above the net MVA) | % | 0 – 50+ |  | 10
below the lowest band / not eligible | % |  | 0
above (>) | % | 2 | 1
from (≥) | % | 5 | 2
from (≥) | % | 10 | 3
from (≥) | % | 15 | 4
from (≥) | % | 20 | 5
from (≥) | % | 25 | 6
from (≥) | % | 30 | 7
from (≥) | % | 35 | 8
from (≥) | % | 40 | 9
above (>) | % | 50 | 10
ÖSZ-4 BESS power (% of installed wind) | % | 0, or 5 – 50+ |  | 15
below the lowest band / not eligible | % |  | 0
above (>) – below the minimum, 0 | % | 2 | 0
from (≥) | % | 5 | 3
from (≥) | % | 10 | 4.5
from (≥) | % | 15 | 6
from (≥) | % | 20 | 7.5
from (≥) | % | 25 | 9
from (≥) | % | 30 | 10.5
from (≥) | % | 35 | 12
from (≥) | % | 40 | 13.5
above (>) | % | 50 | 15
ÖSZ-6 performance security (% of the tender minimum) | % | 100 – 200 |  | 5
below the lowest band / not eligible | % |  | 0
above (>) | % | 100 | 0.5
from (≥) | % | 120 | 1
from (≥) | % | 130 | 1.5
from (≥) | % | 140 | 2
from (≥) | % | 150 | 2.5
from (≥) | % | 160 | 3
from (≥) | % | 170 | 3.5
from (≥) | % | 180 | 4
from (≥) | % | 190 | 4.5
from (≥) | % | 200 | 5
ÖSZ-5 accept partial award |  | Yes / No | 5 | 5
ÖSZ-7 brownfield site (≥ 70 %) |  | Yes / No | 10 | 10
ÖSZ-8 shared connection point and line |  | Yes / No | 5 | 5
ÖSZ-9a EU-made turbines (≥ 80 %) |  | Yes / No | 12 | 12
ÖSZ-9b EU-made generator transformer (≥ 80 %) |  | Yes / No | 3 | 3
Total of the maximum points | pts |  |  | 100
f. Data table – Excel what-if table {=TABLE(,E10)}: one row per scenario × route (do not edit)
Run (scenario – route) | Scenario | Case | Run | FEP net profit (pre-tax) (Run_Map row 22) | FEP net profit (post-tax) (Run_Map row 23) | FEP IRR (post-tax) (Run_Map row 24) | FEP NPV (post-tax) (Run_Map row 25) | FEP NPV / Equity (Run_Map row 26) | FEP MOIC (Run_Map row 27) | FEP peak cumulative exposure (Run_Map row 28) | Economic profit (RTB) / project NPV (HTM) (Run_Map row 29) |  | RTB date → sale date (Run_Map row 32) | Gross RTB proceeds / sale price at COD (Run_Map row 33) | FEP net profit pre-tax – Case B (Run_Map row 34) | FEP net profit post-tax – Case B (Run_Map row 35) | Gearing (senior debt / total capex) (Run_Map row 36) | Sale at COD price per installed MW (after clipping) (Run_Map row 37) | Grid connection fee – indirect / direct (mHUF) (Run_Map row 38) | Total tender securities and grid fees (gross, mHUF) (Run_Map row 39) | Devex – total incl. contingency (Run_Map row 40) | Capex per MW (Run_Map row 42) | Total capex (Run_Map row 43) | Senior debt at COD (Run_Map row 44) | Lifetime net generation (Run_Map row 45) | Average achieved price (Run_Map row 46) | Lifetime revenue (Run_Map row 47) | LCOE (Run_Map row 48) | Project IRR – unlevered, post-tax (Run_Map row 49) | Equity IRR – levered, post-tax (Run_Map row 50) | Payback year (Run_Map row 51) | Minimum DSCR (Run_Map row 52) | Distributable < 0: FEP's loss beyond its JV share (developer floor) (Run_Map row 54) | HTM view: Turbine supply (Run_Map D59) | HTM view: Capex per MW (Run_Map D60) | HTM view: Total capex (Run_Map D61) | HTM view: Gearing (Run_Map D62) | HTM view: Senior debt (Run_Map D63) | HTM view: Lifetime net generation (Run_Map D64) | HTM view: Average achieved price (Run_Map D65) | HTM view: Lifetime revenue (Run_Map D66) | HTM view: EBITDA margin (Run_Map D67) | HTM view: LCOE (Run_Map D68) | HTM view: FEP net profit pre-tax (Run_Map D69) | HTM view: FEP net profit post-tax (Run_Map D70) | HTM view: FEP equity IRR (Run_Map D71) | HTM view: FEP equity NPV (Run_Map D72) | HTM view: FEP NPV / Equity (Run_Map D73) | HTM view: FEP MOIC (Run_Map D74) | HTM view: FEP peak exposure (Run_Map D75) | HTM view: Payback year (Run_Map D76) | HTM view: Project IRR pre-tax (Run_Map D77) | HTM view: Project IRR post-tax (Run_Map D78) | HTM view: Project NPV (Run_Map D79) | HTM view: Equity IRR (Run_Map D80) | HTM view: Min DSCR (Run_Map D81) | HTM view: Downside min DSCR (Run_Map D82) | HTM view: HTM checks (Run_Map D83) | Tender score of the route (Tender E298) | Total score EU (Tender J84) | Total score CN (Tender J85) | MOIC G270 | HTM G172 | Tender checks overall (Tender E343) | COD block status (HTM G358) | Gross RtB premium (Tender E214) | Σ PV promises at the RtB sale (Tender E212) | RtB price effect (Tender E213) | RtB premium after the price effect (MOIC G143) | Effective premium per basis MW (Tender E216) | Effective premium per MVA (MOIC G143 ÷ Inputs E18) | Sale price at COD (HTM G340) | COD price effect (Tender E219) | Sale price per installed MW (HTM G340 ÷ Inputs E29) | Buyer IRR at our price (HTM G394) | Implied price, target IRR 1 (HTM G395) | Implied price, target IRR 2 (HTM G396) | Implied price, target IRR 3 (HTM G397) | Installed wind MW (Inputs E29) | BESS MW (Inputs E20) | RtB buyer reimbursement – securities, conn. fee, land (MOIC G144) | Sale costs (MOIC G146) | Recoverable loans – principal (MOIC G110+G117) | Recoverable loans – 12 % interest (Deposits Y23) | Unrecoverable loans – principal (MOIC G148) | Return on at-risk devex / land – MAX(20 %, 2×) (MOIC G149) | Interest on bank-guaranteed securities 6 % (MOIC G150) | Developer success fee / DSA (MOIC G151) | Distributable proceeds (MOIC G152) | To FEP (MOIC G153) | To Developer (MOIC G154) | Devex incl. land – FEP-funded (HTM G16) | Signing fee and DD (HTM G17) | Turbine supply incl. contingency (Inputs E162 × E29) | Other wind capex – erection, foundations, BoP, owner's, land (Inputs E163:E170) | Substation and 132 kV bay (Inputs E167) | BESS capex (Inputs E168 × E20) | Grid connection fee (HTM G28) | Municipal one-off contribution (HTM G29) | Total construction capex (HTM G30) | Tender securities in cash, net of refunds (HTM G18 + G19) | Bank guarantee fees to COD (HTM G23) | IDC and financing fees (HTM G78 − G85) | Price effect – ÖSZ-1 municipal PV (Tender F209) | Price effect – ÖSZ-2 community PV (Tender F210) | Price effect – ÖSZ-4 BESS PV (Tender F211) | Price effect – ÖSZ-6 security PV (Tender F212) | Price effect – ÖSZ-9a EU turbine PV (Tender F213) | Price effect – ÖSZ-3 overbuild PV (Tender F214)
|  |  |  | 6651.0323 | 6528.4084 | 19.37% | 3016.2863 | 0.13558 | 1.2474 | 26346.9703 | 4073.9306 | ALL OK | Jun-29 → Dec-29 | 33037.4444 | 4179.8575 | 4057.2336 | – | – | 7 307 / 508 | 11534.6264 | 3137.8459 | – | – | – | – | – | – | – | – | – | – | – | 0 | 950 | 2189.1189 | 218911.8874 | 55% | 126831.6085 | 8906.9173 | 146.1666 | 1301893.8088 | 78.88% | 100.954 | 748949.4752 | 680064.2231 | 12.12% | 65716.3582 | 0.71961 | 6.5773 | 121934.8006 | 2041 | 11.72% | 11.03% | 60576.6107 | 12.12% | 1.6664 | 0.91023 | ALL OK | 36 | 36 | 24 | ALL OK | ALL OK | OK | n/a – no COD sale | 15000 | 0 | 0 | 15000 | 150 | 150 | 0 | 0 | 0 | n/a | n/a | n/a | n/a | 130 | 30 | 21837.6439 | -500 | -21412.2641 | -1563.6297 | -425.3797 | -3093.7074 | -1253.9195 | -1033.6806 | 7555.0629 | 5288.544 | 2266.5189 | 3087.8459 | 400 | 129675 | 48457.5 | 12600 | 6000 | 20179.3874 | 2000 | 218911.8874 | 1249.3151 | 2297.1686 | 9599.3776 | 0 | 0 | 0 | 0 | 0 | 0
S1 – RtB sale (1) | 0 | 1 | 1 | 6651.0323 | 6528.4084 | 19.37% | 3016.2863 | 0.13558 | 1.2474 | 26346.9703 | 4073.9306 | ALL OK | Jun-29 → Dec-29 | 33037.4444 | 4179.8575 | 4057.2336 | – | – | 7 307 / 508 | 11534.6264 | 3137.8459 | – | – | – | – | – | – | – | – | – | – | – | 0 | 950 | 2189.1189 | 218911.8874 | 55% | 126831.6085 | 8906.9173 | 146.1666 | 1301893.8088 | 78.88% | 100.954 | 748949.4752 | 680064.2231 | 12.12% | 65716.3582 | 0.71961 | 6.5773 | 121934.8006 | 2041 | 11.72% | 11.03% | 60576.6107 | 12.12% | 1.6664 | 0.91023 | ALL OK | 36 | 36 | 24 | ALL OK | ALL OK | OK | n/a – no COD sale | 15000 | 0 | 0 | 15000 | 150 | 150 | 0 | 0 | 0 | n/a | n/a | n/a | n/a | 130 | 30 | 21837.6439 | -500 | -21412.2641 | -1563.6297 | -425.3797 | -3093.7074 | -1253.9195 | -1033.6806 | 7555.0629 | 5288.544 | 2266.5189 | 3087.8459 | 400 | 129675 | 48457.5 | 12600 | 6000 | 20179.3874 | 2000 | 218911.8874 | 1249.3151 | 2297.1686 | 9599.3776 | 0 | 0 | 0 | 0 | 0 | 0
S1 – COD sale EU (7) | 0 | 7 | 2 | 55104.4259 | 55104.4259 | 31.31% | 30708.7782 | 0.4147 | 1.5576 | 98822.2616 | 30708.7782 | ALL OK / OK | COD Sep-31 → sale at COD | 314825 | 138361.7547 | 175963.2453 | 60% | 2421.7308 | 7 307 / 508 | 11534.6264 | 3137.8459 | 2189.1189 | 218911.8874 | 138361.7547 | – | – | – | – | – | 48.61% | – | – | 0 | 950 | 2189.1189 | 218911.8874 | 60% | 138361.7547 | 8906.9173 | 137.3036 | 1222951.9476 | 77.65% | 97.3305 | 469554.1659 | 426877.6337 | 10.93% | 31042.1613 | 0.58013 | 6.9593 | 71632.4604 | 2043 | 10.41% | 9.85% | 37081.3229 | 10.93% | 1.2107 | 1.0732 | ALL OK | 36 | 36 | 24 | ALL OK | ALL OK | OK | OK | 15000 | 0 | 0 | 15000 | 150 | 150 | 314825 | 0 | 2421.7308 | 7.341% | 2517.1462 | 2252.2138 | 2028.4402 | 130 | 30 | 21837.6439 | -500 | -21412.2641 | -1563.6297 | -425.3797 | -3093.7074 | -1253.9195 | -1033.6806 | 7555.0629 | 5288.544 | 2266.5189 | 3087.8459 | 400 | 129675 | 48457.5 | 12600 | 6000 | 20179.3874 | 2000 | 218911.8874 | 1249.3151 | 2297.1686 | 10472.0483 | 0 | 0 | 0 | 0 | 0 | 0
S1 – COD sale CN (8) | 0 | 8 | 3 | 70472.3779 | 70472.3779 | 40.86% | 41694.6483 | 0.63042 | 1.8011 | 87969.6899 | 41694.6483 | ALL OK / OK | COD Sep-31 → sale at COD | 269850 | 82285.1092 | 187064.8908 | 50% | 2075.7692 | 7 307 / 508 | 11534.6264 | 3137.8459 | 1562.2689 | 156226.8874 | 82285.1092 | – | – | – | – | – | 61.43% | – | – | 0 | 500 | 1562.2689 | 156226.8874 | 50% | 82285.1092 | 8906.9173 | 137.3036 | 1222951.9476 | 77.65% | 78.1301 | 531768.7621 | 483492.9163 | 14.34% | 58290.4453 | 1.2688 | 8.9192 | 61052.9687 | 2040 | 13.82% | 13.05% | 80335.0582 | 14.34% | 1.9916 | 1.7646 | ALL OK | 24 | 36 | 24 | ALL OK | ALL OK | OK | OK | 15000 | 0 | 0 | 15000 | 150 | 150 | 269850 | 0 | 2075.7692 | 8.676% | 2493.1197 | 2229.9455 | 2007.7342 | 130 | 30 | 21837.6439 | -500 | -21412.2641 | -1563.6297 | -425.3797 | -3093.7074 | -1253.9195 | -1033.6806 | 7555.0629 | 5288.544 | 2266.5189 | 3087.8459 | 400 | 68250 | 48457.5 | 11340 | 6000 | 20179.3874 | 2000 | 156226.8874 | 1249.3151 | 2297.1686 | 6227.8311 | 0 | 0 | 0 | 0 | 0 | 0
S1 – HTM EU (2) | 0 | 2 | 4 | 660963.0578 | 599996.5832 | 10.27% | 36543.679 | 0.43379 | 6.3494 | 112160.6941 | 29279.0571 | ALL OK | – | – | – | – | – | – | – | – | – | 2189.1189 | 218911.8874 | 138361.7547 | 8906.9173 | 137.3036 | 1222951.9476 | 100.6401 | 9.405% | 10.27% | 2043 | 1.2107 | – | 950 | 2189.1189 | 218911.8874 | 60% | 138361.7547 | 8906.9173 | 137.3036 | 1222951.9476 | 77.65% | 100.6401 | 660963.0578 | 599996.5832 | 10.27% | 36543.679 | 0.43379 | 6.3494 | 112160.6941 | 2043 | 9.952% | 9.405% | 29279.0571 | 10.27% | 1.2107 | 1.0732 | ALL OK | 36 | 36 | 24 | ALL OK | ALL OK | OK | n/a – no COD sale | 15000 | 0 | 0 | 15000 | 150 | 150 | 0 | 0 | 0 | n/a | n/a | n/a | n/a | 130 | 30 | 21837.6439 | -500 | -21412.2641 | -1563.6297 | -425.3797 | -3093.7074 | -1253.9195 | -1033.6806 | 7555.0629 | 5288.544 | 2266.5189 | 3087.8459 | 400 | 129675 | 48457.5 | 12600 | 6000 | 20179.3874 | 2000 | 218911.8874 | 1249.3151 | 2297.1686 | 10472.0483 | 0 | 0 | 0 | 0 | 0 | 0
S1 – HTM CN (3) | 0 | 3 | 5 | 749841.0523 | 680875.5583 | 13.34% | 75469.7989 | 1.0278 | 8.0159 | 97047.1346 | 72532.7924 | ALL OK | – | – | – | – | – | – | – | – | – | 1562.2689 | 156226.8874 | 82285.1092 | 8906.9173 | 137.3036 | 1222951.9476 | 81.4397 | 12.33% | 13.34% | 2040 | 1.9916 | – | 500 | 1562.2689 | 156226.8874 | 50% | 82285.1092 | 8906.9173 | 137.3036 | 1222951.9476 | 77.65% | 81.4397 | 749841.0523 | 680875.5583 | 13.34% | 75469.7989 | 1.0278 | 8.0159 | 97047.1346 | 2040 | 13.06% | 12.33% | 72532.7924 | 13.34% | 1.9916 | 1.7646 | ALL OK | 24 | 36 | 24 | ALL OK | ALL OK | OK | n/a – no COD sale | 15000 | 0 | 0 | 15000 | 150 | 150 | 0 | 0 | 0 | n/a | n/a | n/a | n/a | 130 | 30 | 21837.6439 | -500 | -21412.2641 | -1563.6297 | -425.3797 | -3093.7074 | -1253.9195 | -1033.6806 | 7555.0629 | 5288.544 | 2266.5189 | 3087.8459 | 400 | 68250 | 48457.5 | 11340 | 6000 | 20179.3874 | 2000 | 156226.8874 | 1249.3151 | 2297.1686 | 6227.8311 | 0 | 0 | 0 | 0 | 0 | 0
S2 – RtB sale (1) | 1 | 1 | 6 | -1095.3585 | -1220.2542 | 2.98e-07% | -2923.1136 | -0.1322 | 0.95347 | 26189.3766 | -3805.5697 | ALL OK | Jun-29 → Dec-29 | 25128.9859 | -3566.5333 | -3691.429 | – | – | 7 307 / 508 | 11334.6564 | 3137.8459 | – | – | – | – | – | – | – | – | – | – | – | 0 | 950 | 2548.8714 | 254887.1374 | 55% | 147674.6923 | 10289.7422 | 146.1666 | 1504016.622 | 78.2% | 98.2926 | 866092.9296 | 787613.2131 | 12.9% | 83577.3699 | 0.88062 | 7.1446 | 128179.8039 | 2041 | 12.23% | 11.52% | 77528.8038 | 12.9% | 1.6374 | 0.88655 | ALL OK | 85 | 85 | 70 | ALL OK | ALL OK | OK | n/a – no COD sale | 15000 | -11072.1791 | -11072.1791 | 3927.8209 | 39.2782 | 39.2782 | 0 | -3569.3676 | 0 | n/a | n/a | n/a | n/a | 151 | 51 | 21837.6439 | -500 | -21412.2641 | -1563.6297 | -425.3797 | -3093.7074 | -1117.0938 | -1200.6597 | -3547.2697 | -2483.0888 | -1064.1809 | 3087.8459 | 400 | 150622.5 | 56285.25 | 12600 | 10200 | 20179.3874 | 5000 | 254887.1374 | 1249.3151 | 2041.2578 | 11176.9073 | -2456.1648 | -3120.0991 | -3658.1764 | 210.2553 | 0 | -2047.9942
S2 – COD sale EU (7) | 1 | 7 | 7 | 60380.7676 | 60380.7676 | 31.67% | 33799.5126 | 0.39932 | 1.5313 | 113648.331 | 33799.5126 | ALL OK / OK | COD Sep-31 → sale at COD | 360133.1324 | 161099.6643 | 198533.4681 | 60% | 2408.6258 | 7 307 / 508 | 11334.6564 | 3137.8459 | 2548.8714 | 254887.1374 | 161099.6643 | – | – | – | – | – | 50.01% | – | – | 0 | 950 | 2548.8714 | 254887.1374 | 60% | 161099.6643 | 10289.7422 | 137.3036 | 1412818.8064 | 76.93% | 98.2946 | 534195.4709 | 485677.6536 | 10.83% | 34345.5176 | 0.56058 | 6.8857 | 82518.26 | 2043 | 10.31% | 9.758% | 40512.0407 | 10.83% | 1.187 | 1.0521 | ALL OK | 85 | 85 | 70 | ALL OK | ALL OK | OK | OK | 15000 | -10824.3143 | -10824.3143 | 4175.6857 | 41.7569 | 41.7569 | 360133.1324 | -3569.3676 | 2384.9876 | 7.338% | 2478.378 | 2217.1823 | 1996.5897 | 151 | 51 | 21837.6439 | -500 | -21412.2641 | -1563.6297 | -425.3797 | -3093.7074 | -1117.0938 | -1200.6597 | -3299.4049 | -2309.5834 | -989.8215 | 3087.8459 | 400 | 150622.5 | 56285.25 | 12600 | 10200 | 20179.3874 | 5000 | 254887.1374 | 1249.3151 | 2041.2578 | 12192.9898 | -2456.1648 | -3120.0991 | -3658.1764 | 210.2553 | 0 | -1800.1294
S2 – COD sale CN (8) | 1 | 8 | 8 | 78284.3816 | 78284.3816 | 42.05% | 46589.3267 | 0.61651 | 1.7735 | 101206.7432 | 46589.3267 | ALL OK / OK | COD Sep-31 → sale at COD | 308175.6324 | 96007.1606 | 211668.4718 | 50% | 2064.5364 | 7 307 / 508 | 11334.6564 | 3137.8459 | 1822.7964 | 182279.6374 | 96007.1606 | – | – | – | – | – | 64.07% | – | – | 0 | 500 | 1822.7964 | 182279.6374 | 50% | 96007.1606 | 10289.7422 | 137.3036 | 1412818.8064 | 76.93% | 79.0437 | 606483.5482 | 551459.804 | 14.28% | 65855.4308 | 1.2529 | 8.8392 | 70346.8463 | 2040 | 13.73% | 12.97% | 90612.2561 | 14.28% | 1.9475 | 1.7255 | ALL OK | 70 | 85 | 70 | ALL OK | ALL OK | OK | OK | 15000 | -10824.3143 | -10824.3143 | 4175.6857 | 41.7569 | 41.7569 | 308175.6324 | -3569.3676 | 2040.8982 | 8.686% | 2454.4164 | 2194.9742 | 1975.9397 | 151 | 51 | 21837.6439 | -500 | -21412.2641 | -1563.6297 | -425.3797 | -3093.7074 | -1117.0938 | -1200.6597 | -3299.4049 | -2309.5834 | -989.8215 | 3087.8459 | 400 | 79275 | 56285.25 | 11340 | 10200 | 20179.3874 | 5000 | 182279.6374 | 1249.3151 | 2041.2578 | 7266.3983 | -2456.1648 | -3120.0991 | -3658.1764 | 210.2553 | 0 | -1800.1294
S2 – HTM EU (2) | 1 | 2 | 9 | 763972.2976 | 694661.1301 | 10.89% | 49728.598 | 0.5725 | 6.9349 | 117047.3179 | 41175.6135 | ALL OK | – | – | – | – | – | – | – | – | – | 2548.8714 | 254887.1374 | 161099.6643 | 10289.7422 | 137.3036 | 1412818.8064 | 98.051 | 9.792% | 10.89% | 2043 | 1.187 | – | 950 | 2548.8714 | 254887.1374 | 60% | 161099.6643 | 10289.7422 | 137.3036 | 1412818.8064 | 76.93% | 98.051 | 763972.2976 | 694661.1301 | 10.89% | 49728.598 | 0.5725 | 6.9349 | 117047.3179 | 2043 | 10.34% | 9.792% | 41175.6135 | 10.89% | 1.187 | 1.0521 | ALL OK | 85 | 85 | 70 | ALL OK | ALL OK | OK | n/a – no COD sale | 15000 | -10824.3143 | -10824.3143 | 4175.6857 | 41.7569 | 41.7569 | 0 | -3569.3676 | 0 | n/a | n/a | n/a | n/a | 151 | 51 | 21837.6439 | -500 | -21412.2641 | -1563.6297 | -425.3797 | -3093.7074 | -1117.0938 | -1200.6597 | -3299.4049 | -2309.5834 | -989.8215 | 3087.8459 | 400 | 150622.5 | 56285.25 | 12600 | 10200 | 20179.3874 | 5000 | 254887.1374 | 1249.3151 | 2041.2578 | 12192.9898 | -2456.1648 | -3120.0991 | -3658.1764 | 210.2553 | 0 | -1800.1294
S2 – HTM CN (3) | 1 | 3 | 10 | 867240.9794 | 788635.6306 | 14.36% | 94742.7596 | 1.273 | 8.9133 | 99659.5841 | 91275.8289 | ALL OK | – | – | – | – | – | – | – | – | – | 1822.7964 | 182279.6374 | 96007.1606 | 10289.7422 | 137.3036 | 1412818.8064 | 78.8001 | 13.03% | 14.36% | 2040 | 1.9475 | – | 500 | 1822.7964 | 182279.6374 | 50% | 96007.1606 | 10289.7422 | 137.3036 | 1412818.8064 | 76.93% | 78.8001 | 867240.9794 | 788635.6306 | 14.36% | 94742.7596 | 1.273 | 8.9133 | 99659.5841 | 2040 | 13.79% | 13.03% | 91275.8289 | 14.36% | 1.9475 | 1.7255 | ALL OK | 70 | 85 | 70 | ALL OK | ALL OK | OK | n/a – no COD sale | 15000 | -10824.3143 | -10824.3143 | 4175.6857 | 41.7569 | 41.7569 | 0 | -3569.3676 | 0 | n/a | n/a | n/a | n/a | 151 | 51 | 21837.6439 | -500 | -21412.2641 | -1563.6297 | -425.3797 | -3093.7074 | -1117.0938 | -1200.6597 | -3299.4049 | -2309.5834 | -989.8215 | 3087.8459 | 400 | 79275 | 56285.25 | 11340 | 10200 | 20179.3874 | 5000 | 182279.6374 | 1249.3151 | 2041.2578 | 7266.3983 | -2456.1648 | -3120.0991 | -3658.1764 | 210.2553 | 0 | -1800.1294
S3 – RtB sale (1) | 2 | 1 | 11 | 3400.2985 | 3273.1728 | 10.15% | 546.512 | 0.024878 | 1.1256 | 26024.0059 | 856.9354 | ALL OK | Jun-29 → Dec-29 | 29454.7291 | 929.1237 | 801.998 | – | – | 7 307 / 508 | 10936.6764 | 3137.8459 | – | – | – | – | – | – | – | – | – | – | – | 0 | 950 | 2376.1439 | 237614.3874 | 55% | 137667.3296 | 9565.4053 | 146.1666 | 1398142.7675 | 78.88% | 99.5635 | 807554.616 | 733827.9316 | 12.48% | 74264.5962 | 0.79283 | 6.8299 | 125873.4722 | 2041 | 11.96% | 11.26% | 68650.9291 | 12.48% | 1.6498 | 0.90067 | ALL OK | 67.5 | 67.5 | 52.5 | ALL OK | ALL OK | OK | n/a – no COD sale | 15000 | -4917.8097 | -4917.8097 | 10082.1903 | 100.8219 | 100.8219 | 0 | 0 | 0 | n/a | n/a | n/a | n/a | 140 | 40 | 21837.6439 | -500 | -21412.2641 | -1563.6297 | -425.3797 | -3093.7074 | -971.9567 | -1113.1944 | 2839.7021 | 1987.7914 | 851.9106 | 3087.8459 | 400 | 139650 | 52185 | 12600 | 8000 | 20179.3874 | 5000 | 237614.3874 | 1249.3151 | 1776.0498 | 10419.49 | -2456.1648 | 0 | -1741.9887 | 263.6629 | 0 | -983.3191
S3 – COD sale EU (7) | 2 | 7 | 12 | 57936.9083 | 57936.9083 | 31.9% | 32485.9839 | 0.41028 | 1.5459 | 106136.4282 | 32485.9839 | ALL OK / OK | COD Sep-31 → sale at COD | 338100 | 150182.5414 | 187417.4586 | 60% | 2415 | 7 307 / 508 | 10936.6764 | 3137.8459 | 2376.1439 | 237614.3874 | 150182.5414 | – | – | – | – | – | 50.01% | – | – | 0 | 950 | 2376.1439 | 237614.3874 | 60% | 150182.5414 | 9565.4053 | 137.3036 | 1313364.7375 | 77.65% | 97.6071 | 502705.4282 | 457059.2129 | 10.91% | 32987.4925 | 0.5759 | 6.9344 | 77018.2333 | 2043 | 10.38% | 9.82% | 39198.0687 | 10.91% | 1.1988 | 1.0627 | ALL OK | 67.5 | 67.5 | 52.5 | ALL OK | ALL OK | OK | OK | 15000 | -4799.7789 | -4799.7789 | 10200.2211 | 102.0022 | 102.0022 | 338100 | 0 | 2415 | 7.344% | 2511.146 | 2246.8739 | 2023.655 | 140 | 40 | 21837.6439 | -500 | -21412.2641 | -1563.6297 | -425.3797 | -3093.7074 | -971.9567 | -1113.1944 | 2957.7329 | 2070.413 | 887.3199 | 3087.8459 | 400 | 139650 | 52185 | 12600 | 8000 | 20179.3874 | 5000 | 237614.3874 | 1249.3151 | 1776.0498 | 11366.7164 | -2456.1648 | 0 | -1741.9887 | 263.6629 | 0 | -865.2883
S3 – COD sale CN (8) | 2 | 8 | 13 | 74521.0885 | 74521.0885 | 41.93% | 44330.72 | 0.62592 | 1.7871 | 94680.1887 | 44330.72 | ALL OK / OK | COD Sep-31 → sale at COD | 289800 | 89647.0949 | 199652.9051 | 50% | 2070 | 7 307 / 508 | 10936.6764 | 3137.8459 | 1702.0439 | 170204.3874 | 89647.0949 | – | – | – | – | – | 63.52% | – | – | 0 | 500 | 1702.0439 | 170204.3874 | 50% | 89647.0949 | 9565.4053 | 137.3036 | 1313364.7375 | 77.65% | 78.3808 | 569777.5057 | 518094.8035 | 14.33% | 62254.2357 | 1.2643 | 8.8763 | 65778.9104 | 2040 | 13.78% | 13.02% | 85711.7752 | 14.33% | 1.9647 | 1.741 | ALL OK | 52.5 | 67.5 | 52.5 | ALL OK | ALL OK | OK | OK | 15000 | -4799.7789 | -4799.7789 | 10200.2211 | 102.0022 | 102.0022 | 289800 | 0 | 2070 | 8.68% | 2487.1499 | 2224.6339 | 2002.9754 | 140 | 40 | 21837.6439 | -500 | -21412.2641 | -1563.6297 | -425.3797 | -3093.7074 | -971.9567 | -1113.1944 | 2957.7329 | 2070.413 | 887.3199 | 3087.8459 | 400 | 73500 | 52185 | 11340 | 8000 | 20179.3874 | 5000 | 170204.3874 | 1249.3151 | 1776.0498 | 6785.0303 | -2456.1648 | 0 | -1741.9887 | 263.6629 | 0 | -865.2883
S3 – HTM EU (2) | 2 | 2 | 14 | 712794.303 | 647585.424 | 10.57% | 42872.9788 | 0.49806 | 6.6125 | 115382.3563 | 34946.0581 | ALL OK | – | – | – | – | – | – | – | – | – | 2376.1439 | 237614.3874 | 150182.5414 | 9565.4053 | 137.3036 | 1313364.7375 | 99.2866 | 9.59% | 10.57% | 2043 | 1.1988 | – | 950 | 2376.1439 | 237614.3874 | 60% | 150182.5414 | 9565.4053 | 137.3036 | 1313364.7375 | 77.65% | 99.2866 | 712794.303 | 647585.424 | 10.57% | 42872.9788 | 0.49806 | 6.6125 | 115382.3563 | 2043 | 10.14% | 9.59% | 34946.0581 | 10.57% | 1.1988 | 1.0627 | ALL OK | 67.5 | 67.5 | 52.5 | ALL OK | ALL OK | OK | n/a – no COD sale | 15000 | -4799.7789 | -4799.7789 | 10200.2211 | 102.0022 | 102.0022 | 0 | 0 | 0 | n/a | n/a | n/a | n/a | 140 | 40 | 21837.6439 | -500 | -21412.2641 | -1563.6297 | -425.3797 | -3093.7074 | -971.9567 | -1113.1944 | 2957.7329 | 2070.413 | 887.3199 | 3087.8459 | 400 | 139650 | 52185 | 12600 | 8000 | 20179.3874 | 5000 | 237614.3874 | 1249.3151 | 1776.0498 | 11366.7164 | -2456.1648 | 0 | -1741.9887 | 263.6629 | 0 | -865.2883
S3 – HTM CN (3) | 2 | 3 | 15 | 808611.5566 | 734779.1248 | 13.81% | 84682.6119 | 1.1352 | 8.3976 | 99326.1808 | 81459.7646 | ALL OK | – | – | – | – | – | – | – | – | – | 1702.0439 | 170204.3874 | 89647.0949 | 9565.4053 | 137.3036 | 1313364.7375 | 80.0603 | 12.64% | 13.81% | 2040 | 1.9647 | – | 500 | 1702.0439 | 170204.3874 | 50% | 89647.0949 | 9565.4053 | 137.3036 | 1313364.7375 | 77.65% | 80.0603 | 808611.5566 | 734779.1248 | 13.81% | 84682.6119 | 1.1352 | 8.3976 | 99326.1808 | 2040 | 13.39% | 12.64% | 81459.7646 | 13.81% | 1.9647 | 1.741 | ALL OK | 52.5 | 67.5 | 52.5 | ALL OK | ALL OK | OK | n/a – no COD sale | 15000 | -4799.7789 | -4799.7789 | 10200.2211 | 102.0022 | 102.0022 | 0 | 0 | 0 | n/a | n/a | n/a | n/a | 140 | 40 | 21837.6439 | -500 | -21412.2641 | -1563.6297 | -425.3797 | -3093.7074 | -971.9567 | -1113.1944 | 2957.7329 | 2070.413 | 887.3199 | 3087.8459 | 400 | 73500 | 52185 | 11340 | 8000 | 20179.3874 | 5000 | 170204.3874 | 1249.3151 | 1776.0498 | 6785.0303 | -2456.1648 | 0 | -1741.9887 | 263.6629 | 0 | -865.2883
S4 – RtB sale (1) | 3 | 1 | 16 | -3295.5094 | -3401.3038 | 2.98e-07% | -4736.2019 | -0.20316 | 0.87698 | 27574.1018 | -6418.0683 | ALL OK | Jun-29 → Dec-29 | 24352.0248 | -5766.6842 | -5872.4786 | – | – | 7 307 / 508 | 14142.5714 | 3137.8459 | – | – | – | – | – | – | – | – | – | – | – | 500.8389 | 950 | 2548.8714 | 254887.1374 | 55% | 147674.6923 | 10289.7422 | 146.1666 | 1504016.622 | 78.2% | 98.2788 | 866180.4603 | 787700.7437 | 12.9% | 83614.8792 | 0.88136 | 7.1495 | 128092.2732 | 2041 | 12.24% | 11.53% | 77566.3131 | 12.9% | 1.6374 | 0.88655 | ALL OK | 90 | 90 | 75 | ALL OK | ALL OK | OK | n/a – no COD sale | 15000 | -11985.619 | -11985.619 | 3014.381 | 30.1438 | 30.1438 | 0 | -3569.3676 | 0 | n/a | n/a | n/a | n/a | 151 | 51 | 21837.6439 | -500 | -21412.2641 | -1563.6297 | -425.3797 | -3093.7074 | -2328.0463 | -1200.6597 | -5671.6621 | -4471.0024 | -1200.6597 | 3087.8459 | 400 | 150622.5 | 56285.25 | 12600 | 10200 | 20179.3874 | 5000 | 254887.1374 | 1249.3151 | 4271.2555 | 11176.9073 | -2456.1648 | -3120.0991 | -3658.1764 | -703.1846 | 0 | -2047.9942
S4 – COD sale EU (7) | 3 | 7 | 17 | 58801.3906 | 58801.3906 | 29.95% | 32440.0947 | 0.37527 | 1.5074 | 115878.3287 | 32440.0947 | ALL OK / OK | COD Sep-31 → sale at COD | 360133.1324 | 161099.6643 | 198533.4681 | 60% | 2408.6258 | 7 307 / 508 | 14142.5714 | 3137.8459 | 2548.8714 | 254887.1374 | 161099.6643 | – | – | – | – | – | 47.27% | – | – | 0 | 950 | 2548.8714 | 254887.1374 | 60% | 161099.6643 | 10289.7422 | 137.3036 | 1412818.8064 | 76.93% | 98.9564 | 532634.4725 | 484116.6552 | 10.7% | 33083.964 | 0.52909 | 6.7579 | 84079.2584 | 2043 | 10.21% | 9.666% | 38709.8212 | 10.7% | 1.187 | 1.0521 | ALL OK | 90 | 90 | 75 | ALL OK | ALL OK | OK | OK | 15000 | -11737.7543 | -11737.7543 | 3262.2457 | 32.6225 | 32.6225 | 360133.1324 | -3569.3676 | 2384.9876 | 7.338% | 2478.378 | 2217.1823 | 1996.5897 | 151 | 51 | 21837.6439 | -500 | -21412.2641 | -1563.6297 | -425.3797 | -3093.7074 | -2328.0463 | -1200.6597 | -5423.7974 | -4223.1377 | -1200.6597 | 3087.8459 | 400 | 150622.5 | 56285.25 | 12600 | 10200 | 20179.3874 | 5000 | 254887.1374 | 1249.3151 | 4271.2555 | 12192.9898 | -2456.1648 | -3120.0991 | -3658.1764 | -703.1846 | 0 | -1800.1294
S4 – COD sale CN (8) | 3 | 8 | 18 | 76705.0046 | 76705.0046 | 39.92% | 45229.9088 | 0.58458 | 1.7416 | 103436.7409 | 45229.9088 | ALL OK / OK | COD Sep-31 → sale at COD | 308175.6324 | 96007.1606 | 211668.4718 | 50% | 2064.5364 | 7 307 / 508 | 14142.5714 | 3137.8459 | 1822.7964 | 182279.6374 | 96007.1606 | – | – | – | – | – | 60.86% | – | – | 0 | 500 | 1822.7964 | 182279.6374 | 50% | 96007.1606 | 10289.7422 | 137.3036 | 1412818.8064 | 76.93% | 79.7055 | 604922.5498 | 549898.8056 | 14.06% | 64593.8771 | 1.2001 | 8.6473 | 71907.8447 | 2040 | 13.56% | 12.82% | 88810.0366 | 14.06% | 1.9475 | 1.7255 | ALL OK | 75 | 90 | 75 | ALL OK | ALL OK | OK | OK | 15000 | -11737.7543 | -11737.7543 | 3262.2457 | 32.6225 | 32.6225 | 308175.6324 | -3569.3676 | 2040.8982 | 8.686% | 2454.4164 | 2194.9742 | 1975.9397 | 151 | 51 | 21837.6439 | -500 | -21412.2641 | -1563.6297 | -425.3797 | -3093.7074 | -2328.0463 | -1200.6597 | -5423.7974 | -4223.1377 | -1200.6597 | 3087.8459 | 400 | 79275 | 56285.25 | 11340 | 10200 | 20179.3874 | 5000 | 182279.6374 | 1249.3151 | 4271.2555 | 7266.3983 | -2456.1648 | -3120.0991 | -3658.1764 | -703.1846 | 0 | -1800.1294
S4 – HTM EU (2) | 3 | 2 | 19 | 764059.8283 | 694748.6608 | 10.89% | 49766.1073 | 0.57318 | 6.9401 | 116959.7873 | 41213.1228 | ALL OK | – | – | – | – | – | – | – | – | – | 2548.8714 | 254887.1374 | 161099.6643 | 10289.7422 | 137.3036 | 1412818.8064 | 98.0372 | 9.793% | 10.89% | 2043 | 1.187 | – | 950 | 2548.8714 | 254887.1374 | 60% | 161099.6643 | 10289.7422 | 137.3036 | 1412818.8064 | 76.93% | 98.0372 | 764059.8283 | 694748.6608 | 10.89% | 49766.1073 | 0.57318 | 6.9401 | 116959.7873 | 2043 | 10.34% | 9.793% | 41213.1228 | 10.89% | 1.187 | 1.0521 | ALL OK | 90 | 90 | 75 | ALL OK | ALL OK | OK | n/a – no COD sale | 15000 | -11737.7543 | -11737.7543 | 3262.2457 | 32.6225 | 32.6225 | 0 | -3569.3676 | 0 | n/a | n/a | n/a | n/a | 151 | 51 | 21837.6439 | -500 | -21412.2641 | -1563.6297 | -425.3797 | -3093.7074 | -2328.0463 | -1200.6597 | -5423.7974 | -4223.1377 | -1200.6597 | 3087.8459 | 400 | 150622.5 | 56285.25 | 12600 | 10200 | 20179.3874 | 5000 | 254887.1374 | 1249.3151 | 4271.2555 | 12192.9898 | -2456.1648 | -3120.0991 | -3658.1764 | -703.1846 | 0 | -1800.1294
S4 – HTM CN (3) | 3 | 3 | 20 | 867328.5101 | 788723.1613 | 14.36% | 94780.2689 | 1.2742 | 8.9211 | 99572.0534 | 91313.3382 | ALL OK | – | – | – | – | – | – | – | – | – | 1822.7964 | 182279.6374 | 96007.1606 | 10289.7422 | 137.3036 | 1412818.8064 | 78.7863 | 13.03% | 14.36% | 2040 | 1.9475 | – | 500 | 1822.7964 | 182279.6374 | 50% | 96007.1606 | 10289.7422 | 137.3036 | 1412818.8064 | 76.93% | 78.7863 | 867328.5101 | 788723.1613 | 14.36% | 94780.2689 | 1.2742 | 8.9211 | 99572.0534 | 2040 | 13.79% | 13.03% | 91313.3382 | 14.36% | 1.9475 | 1.7255 | ALL OK | 75 | 90 | 75 | ALL OK | ALL OK | OK | n/a – no COD sale | 15000 | -11737.7543 | -11737.7543 | 3262.2457 | 32.6225 | 32.6225 | 0 | -3569.3676 | 0 | n/a | n/a | n/a | n/a | 151 | 51 | 21837.6439 | -500 | -21412.2641 | -1563.6297 | -425.3797 | -3093.7074 | -2328.0463 | -1200.6597 | -5423.7974 | -4223.1377 | -1200.6597 | 3087.8459 | 400 | 79275 | 56285.25 | 11340 | 10200 | 20179.3874 | 5000 | 182279.6374 | 1249.3151 | 4271.2555 | 7266.3983 | -2456.1648 | -3120.0991 | -3658.1764 | -703.1846 | 0 | -1800.1294
S0 – RtB sale (1) | 4 | 1 | 21 | 17691.2589 | 17556.0245 | 49.69% | 11582.6803 | 0.54011 | 1.6902 | 25422.658 | 15212.1731 | ALL OK | Jun-29 → Dec-29 | 43127.821 | 15220.0841 | 15084.8497 | – | – | 7 307 / 508 | 9489.4764 | 3137.8459 | – | – | – | – | – | – | – | – | – | – | – | 0 | 950 | 1698.0439 | 169804.3874 | 55% | 98380.0553 | 6931.4531 | 146.1666 | 1013146.9329 | 80.23% | 106.6957 | 579849.2171 | 525006.2347 | 10.84% | 40213.3143 | 0.47116 | 5.6791 | 112202.4844 | 2041 | 10.79% | 10.12% | 36272.2747 | 10.84% | 1.7053 | 0.94611 | ALL OK | 0 | 0 | 0 | ALL OK | ALL OK | OK | n/a – no COD sale | 15000 | 14523.3108 | 14523.3108 | 29523.3108 | 295.2331 | 295.2331 | 0 | 4808.8482 | 0 | n/a | n/a | n/a | n/a | 100 | 0 | 21837.6439 | -500 | -21412.2641 | -1563.6297 | -425.3797 | -3093.7074 | -444.1855 | -795.1389 | 23126.6494 | 16188.6546 | 6937.9948 | 3087.8459 | 400 | 99750 | 37275 | 12600 | 0 | 20179.3874 | 0 | 169804.3874 | 1249.3151 | 811.6572 | 7445.9932 | 1637.4432 | 4203.569 | 5225.9662 | 457.8724 | 0 | 2998.4601
S0 – COD sale EU (7) | 4 | 7 | 22 | 46998.1068 | 46998.1068 | 31.57% | 26196.0246 | 0.45151 | 1.6124 | 76741.4499 | 26196.0246 | ALL OK / OK | COD Sep-31 → sale at COD | 249808.8482 | 107323.6966 | 141985.1516 | 60% | 2450 | 7 307 / 508 | 9489.4764 | 3137.8459 | 1698.0439 | 169804.3874 | 107323.6966 | – | – | – | – | – | 47.8% | – | – | 0 | 950 | 1698.0439 | 169804.3874 | 60% | 107323.6966 | 6931.4531 | 137.3036 | 951713.5779 | 79.08% | 95.439 | 375790.9147 | 341703.3624 | 11.15% | 26281.292 | 0.62801 | 7.1532 | 55532.2601 | 2043 | 10.6% | 10.03% | 31991.5055 | 11.15% | 1.2445 | 1.1035 | ALL OK | 0 | 0 | 0 | ALL OK | ALL OK | OK | OK | 15000 | 14169.2183 | 14169.2183 | 29169.2183 | 291.6922 | 291.6922 | 249808.8482 | 4808.8482 | 2498.0885 | 7.349% | 2598.7054 | 2325.9214 | 2095.4621 | 100 | 0 | 21837.6439 | -500 | -21412.2641 | -1563.6297 | -425.3797 | -3093.7074 | -444.1855 | -795.1389 | 22772.5569 | 15940.7898 | 6831.7671 | 3087.8459 | 400 | 99750 | 37275 | 12600 | 0 | 20179.3874 | 0 | 169804.3874 | 1249.3151 | 811.6572 | 8122.9017 | 1637.4432 | 4203.569 | 5225.9662 | 457.8724 | 0 | 2644.3676
S0 – COD sale CN (8) | 4 | 8 | 23 | 58756.441 | 58756.441 | 40.1% | 34604.6064 | 0.66646 | 1.8592 | 68381.4559 | 34604.6064 | ALL OK / OK | COD Sep-31 → sale at COD | 214808.8482 | 63886.0703 | 150422.7779 | 50% | 2100 | 7 307 / 508 | 9489.4764 | 3137.8459 | 1212.9439 | 121294.3874 | 63886.0703 | – | – | – | – | – | 59.07% | – | – | 0 | 500 | 1212.9439 | 121294.3874 | 50% | 63886.0703 | 6931.4531 | 137.3036 | 951713.5779 | 79.08% | 76.3457 | 423787.656 | 385380.397 | 14.51% | 47406.3764 | 1.3165 | 9.1356 | 47369.8182 | 2040 | 14% | 13.23% | 65464.1807 | 14.51% | 2.0472 | 1.8145 | ALL OK | 0 | 0 | 0 | ALL OK | ALL OK | OK | OK | 15000 | 14169.2183 | 14169.2183 | 29169.2183 | 291.6922 | 291.6922 | 214808.8482 | 4808.8482 | 2148.0885 | 8.661% | 2574.533 | 2303.5179 | 2074.6305 | 100 | 0 | 21837.6439 | -500 | -21412.2641 | -1563.6297 | -425.3797 | -3093.7074 | -444.1855 | -795.1389 | 22772.5569 | 15940.7898 | 6831.7671 | 3087.8459 | 400 | 52500 | 37275 | 11340 | 0 | 20179.3874 | 0 | 121294.3874 | 1249.3151 | 811.6572 | 4835.2813 | 1637.4432 | 4203.569 | 5225.9662 | 457.8724 | 0 | 2644.3676
S0 – HTM EU (2) | 4 | 2 | 24 | 511909.0982 | 463212.5948 | 9.251% | 17750.4438 | 0.22306 | 5.4426 | 104266.8658 | 12197.2464 | ALL OK | – | – | – | – | – | – | – | – | – | 1698.0439 | 169804.3874 | 107323.6966 | 6931.4531 | 137.3036 | 951713.5779 | 106.2286 | 8.69% | 9.251% | 2044 | 1.2445 | – | 950 | 1698.0439 | 169804.3874 | 60% | 107323.6966 | 6931.4531 | 137.3036 | 951713.5779 | 79.08% | 106.2286 | 511909.0982 | 463212.5948 | 9.251% | 17750.4438 | 0.22306 | 5.4426 | 104266.8658 | 2044 | 9.225% | 8.69% | 12197.2464 | 9.251% | 1.2445 | 1.1035 | ALL OK | 0 | 0 | 0 | ALL OK | ALL OK | OK | n/a – no COD sale | 15000 | 14169.2183 | 14169.2183 | 29169.2183 | 291.6922 | 291.6922 | 0 | 4808.8482 | 0 | n/a | n/a | n/a | n/a | 100 | 0 | 21837.6439 | -500 | -21412.2641 | -1563.6297 | -425.3797 | -3093.7074 | -444.1855 | -795.1389 | 22772.5569 | 15940.7898 | 6831.7671 | 3087.8459 | 400 | 99750 | 37275 | 12600 | 0 | 20179.3874 | 0 | 169804.3874 | 1249.3151 | 811.6572 | 8122.9017 | 1637.4432 | 4203.569 | 5225.9662 | 457.8724 | 0 | 2644.3676
S0 – HTM CN (3) | 4 | 3 | 25 | 580475.8715 | 525608.3585 | 11.75% | 47929.1358 | 0.67283 | 6.6757 | 92606.2346 | 45669.9216 | ALL OK | – | – | – | – | – | – | – | – | – | 1212.9439 | 121294.3874 | 63886.0703 | 6931.4531 | 137.3036 | 951713.5779 | 87.1352 | 11.12% | 11.75% | 2041 | 2.0472 | – | 500 | 1212.9439 | 121294.3874 | 50% | 63886.0703 | 6931.4531 | 137.3036 | 951713.5779 | 79.08% | 87.1352 | 580475.8715 | 525608.3585 | 11.75% | 47929.1358 | 0.67283 | 6.6757 | 92606.2346 | 2041 | 11.81% | 11.12% | 45669.9216 | 11.75% | 2.0472 | 1.8145 | ALL OK | 0 | 0 | 0 | ALL OK | ALL OK | OK | n/a – no COD sale | 15000 | 14169.2183 | 14169.2183 | 29169.2183 | 291.6922 | 291.6922 | 0 | 4808.8482 | 0 | n/a | n/a | n/a | n/a | 100 | 0 | 21837.6439 | -500 | -21412.2641 | -1563.6297 | -425.3797 | -3093.7074 | -444.1855 | -795.1389 | 22772.5569 | 15940.7898 | 6831.7671 | 3087.8459 | 400 | 52500 | 37275 | 11340 | 0 | 20179.3874 | 0 | 121294.3874 | 1249.3151 | 811.6572 | 4835.2813 | 1637.4432 | 4203.569 | 5225.9662 | 457.8724 | 0 | 2644.3676

## Tender
Tender – MEKH capacity tender 2026 for Bora: tender strategies S0–S4 (columns E:I; E = S1 current bid = price-effect reference, I = S0 zero bid; J = active), points (GYIK rules), price effect of the promises and the returns matrix
Column J = the active strategy (E5, set on the Control Panel) → Inputs G20 / G21 / G90 / G233 / G234 / G297 / M230 / N230, HTM E36 and row 340. Strategy columns E:I link to the Control Panel (one source). Blue = input, green = link, black = formula. Section 5 is live (Control Panel data table); section 7 holds the checks (→ MOIC G271, HTM G173).
Active tender strategy (0 = S1, 1 = S2, 2 = S3, 3 = S4, 4 = S0) – set on the Control Panel (E9; data-table runs: E10) | # | 0 | Current bid
Active case (set on the Control Panel → Inputs E6) | # | 1 | FEP base case
1. Tender strategies – columns E:I = S1 / S2 / S3 / S4 / S0 (links to the Control Panel, section b), column J = active strategy; price-effect reference = S1 (column E)
Item | Unit | S1 – current bid (reference) | S2 – free points | S3 – ≈70 points | S4 – maximum score | S0 – zero bid | Active | Feeds / note
Scenario name | Text | Current bid | BORA 1 | BORA 2 | Maximum score | Zero bid | Current bid | Selector E5 (Control Panel E9)
ÖSZ-1 One-off municipal contribution | k€/MW | 20 | 50 | 50 | 50 | 0 | 20 | → Inputs G233 (paid in the COD year on net MW, HTM row 29)
ÖSZ-2 Annual community contribution on energy fed in | €/MWh | 2 | 3 | 2 | 3 | 0 | 2 | → Inputs G234 (every operating year, HTM row 59)
ÖSZ-3 Overbuild – gross wind above net MVA | % | 30% | 51% | 40% | 51% | 0% | 30% | Gross installed wind = net MVA × (1 + overbuild), row 40 per strategy (S1: 30.5 % → 261 MW, Munka1: Bora1 151 + Bora2 110; S2 / S3: 40 % → 280 MW; S4: 54 % → 308 MW; S0: 0 % → 200 MW)
ÖSZ-4 BESS power ratio (basis: row 25 – installed wind or net MVA) | % | 30% | 51% | 40% | 51% | 0% | 30% | BESS = ratio × basis (row 25), row 41 per strategy. S1: 90 MW = 34.48 % of the 261 MW installed wind (Munka1: Bora 70 + 20 MW); S2 / S3: 45 % of the net MVA = 90 MW; S4: 51 % of installed wind (GYIK 20); S0: no BESS
ÖSZ-4 BESS duration | h | 4 | 4 | 4 | 4 | 4 | 4 | → Inputs G21 (≥ 4 h needed for ÖSZ-4 points)
ÖSZ-6 Performance security as % of the tender minimum | % | 150% | 100% | 100% | 210% | 100% | 150% | → Inputs G90 performance bond uplift (Deposits row 10)
ÖSZ-5 Accept partial award | 1 / 0 | 0 | 1 | 1 | 1 | 0 | 0 | Scored; no cost modelled
ÖSZ-7 Brownfield site (≥ 70 %) | 1 / 0 | 0 | 0 | 0 | 0 | 0 | 0 | Not available at Bora's node – no points in any scenario
ÖSZ-8 Shared connection point and line | 1 / 0 | 0 | 1 | 1 | 1 | 0 | 0 | Scored; no cost modelled
ÖSZ-9b EU-made generator transformer (European-turbine routes only) | 1 / 0 | 0 | 1 | 1 | 1 | 0 | 0 | Chinese routes: non-EU transformer, substation capex reduced by Tender E29 (Inputs I167 / N167)
Turbine of the scenario (1 = European, 0 = Chinese) | 1 / 0 | 1 | 1 | 1 | 1 | 0 | 1 | Headline score of the scenario and the score of its RtB route; ÖSZ-9a turbine points only for European
Sale at COD price – European turbine, before clipping | k€/gross MW | 2450 | 2450 | 2450 | 2450 | 2450 | 2450 | One price for all scenarios (Control Panel section c); × (1 − clip) per scenario (row 46) → Inputs M230 (case 7)
Sale at COD price – Chinese turbine, before clipping | k€/gross MW | 2100 | 2100 | 2100 | 2100 | 2100 | 2100 | One price for all scenarios (Control Panel section c); × (1 − clip) per scenario (row 47) → Inputs N230 (case 8)
ÖSZ-4 BESS ratio basis (1 = % of installed gross wind, GYIK 20; 0 = % of net MVA) | 1 / 0 | 0 | 0 | 0 | 0 | 0 | 0 | Round 5 (GYIK 20): ÖSZ-4 is scored on BESS MW ÷ installed wind MW (BT1)
1b. Common inputs (one value for all scenarios) | Unit | Value | Note
Generation lost on the overbuilt capacity only (grid bottleneck – Bora N18) | % | 5% | lost % of total = overbuild ÷ (1 + overbuild) × this rate; drives row 45 (generation, HTM E36) and the RtB price effect (row 214)
NOT USED since the linear rule (was: clipping loss at the 20 % reference overbuild, L20) – kept for the Calc E113 link check | % | 2% | Physical effect of the overbuild (row 43), so it applies in every scenario; set on the Control Panel
Chinese routes: substation and 132 kV bay capex reduction (non-EU transformer) | % | 10% | → Inputs I167 / N167 (cases 3 / 8)
Pass-through of the promises' PV into the exit price (RtB and sale at COD) | % | 100% | 100 % = the buyer deducts the full PV of the promises relative to the S1 current-bid reference (promises below it, e.g. S0, add to the price); set on the Control Panel
Performance security held after COD (buyer's guarantee fee, RtB price effect) | months | 6 | Tender XII.2 – security returned 6 months after COD (as v5)
Check tolerance – absolute | k€ / mHUF | 0.01 | Used by the check rows (section 7, Deposits)
Check tolerance – relative | x | 1e-06 | Live vs data-table tie-out (section 6)
BESS value added to the RtB price (Bora N21; 0 = off) | k€/MW BESS | 0 | × Inputs E20 (BESS MW) → MOIC G143 and the gross RtB premium (row 220)
2. Strategy block – each tender strategy applied to Bora (columns E:I = S1 / S2 / S3 / S4 / S0; column J = active strategy → Inputs / HTM)
Item | Unit | S1 | S2 | S3 | S4 | S0 | Active scenario | Note
Net grid connection capacity (Annex 1) | MVA | 100 | 100 | 100 | 100 | 100 | 100 | Control Panel section c – RtB premium (default basis), grid fees, TSO bond
S1 current bid (column E) – gross installed wind (reference of the price effect = column E row 40) | MW | 130 |  |  |  |  | 130 | Munka1: Bora1 151 + Bora2 110 = 261 MW
S1 current bid (column E) – BESS power (reference of the price effect = column E row 41) | MW | 30 |  |  |  |  | 30 | Munka1: Bora 70 + 20 MW
Gross installed wind = net MVA × (1 + overbuild) | MW | 130 | 151 | 140 | 151 | 100 | 130 | Active (column I) → Inputs G297 (installed wind)
BESS power = ratio × basis MW (row 25) | MW | 30 | 51 | 40 | 51 | 0 | 30 | Active → Inputs G20 / G282; ratio × installed wind (row 25 = 1) or × net MVA
BESS energy (power × duration) | MWh | 120 | 204 | 160 | 204 | 0 | 120
Overbuild (gross wind ÷ net MVA − 1) | % | 30% | 51% | 40% | 51% | 0% | 30% | ÖSZ-3 commitment
BESS ratio scored – BESS MW ÷ installed gross wind MW (basis 1, GYIK 20) or ÷ net MVA (basis 0 – Bora row 10) | % | 30% | 51% | 40% | 51% | 0% | 30% | ÖSZ-4 commitment (round 5: was ÷ net MVA)
Energy lost to the grid bottleneck – share of total generation (overbuilt MW ÷ gross MW × loss rate E27) | % | 1.154% | 1.689% | 1.429% | 1.689% | 0% | 1.154% | Active → HTM E36 (generation × (1 − clip)), applied once
Sale at COD price – European, after clipping | k€/gross MW | 2421.7308 | 2408.6258 | 2415 | 2408.6258 | 2450 | 2421.7308 | Active → Inputs M230 (case 7)
Sale at COD price – Chinese, after clipping | k€/gross MW | 2075.7692 | 2064.5364 | 2070 | 2064.5364 | 2100 | 2075.7692 | Active → Inputs N230 (case 8)
RtB exit route available (1 = yes) | 1 / 0 | 1 | 1 | 1 | 1 | 1 | 1 | RtB exit available for Bora
Points – Annex 3 weight × Annex 4 inner points (tables and parameters in section 3) | Unit | S1 | S2 | S3 | S4 | S0 | Active scenario | Rule
ÖSZ-1 commitment x (6 dp) | EUR/MW | 20000 | 50000 | 50000 | 50000 | 0 | 20000 | x = active ÖSZ-1 × 1000
ÖSZ-1 eligible (min ≤ x ≤ max) | 1 / 0 | 1 | 1 | 1 | 1 | 0 | 1
ÖSZ-1 band number (lookup) | band | 2 | 9 | 9 | 9 | 0 | 2 | Σ (lower < x) + (lower = x) × included
ÖSZ-1 inner points | 0–100 | 20 | 100 | 100 | 100 | 0 | 20 | INDEX(points incl. row 0, band + 1) × eligible
ÖSZ-1 weighted points | pts | 4 | 20 | 20 | 20 | 0 | 4 | inner × weight ÷ 100
ÖSZ-2 commitment x (6 dp) | EUR/MWh | 2 | 3 | 2 | 3 | 0 | 2
ÖSZ-2 eligible (min ≤ x ≤ max) | 1 / 0 | 1 | 1 | 1 | 1 | 0 | 1
ÖSZ-2 band number (lookup) | band | 0 | 11 | 0 | 11 | 0 | 0
ÖSZ-2 inner points | 0–100 | 0 | 100 | 0 | 100 | 0 | 0
ÖSZ-2 weighted points | pts | 0 | 15 | 0 | 15 | 0 | 0
ÖSZ-3 overbuild x (6 dp) | % | 30 | 51 | 40 | 51 | 0 | 30
ÖSZ-3 eligible (gross wind ≥ net MVA, VII.16) | 1 / 0 | 1 | 1 | 1 | 1 | 1 | 1
ÖSZ-3 band number (lookup) | band | 7 | 10 | 9 | 10 | 0 | 7
ÖSZ-3 inner points | 0–100 | 70 | 100 | 90 | 100 | 0 | 70
ÖSZ-3 weighted points | pts | 7 | 10 | 9 | 10 | 0 | 7
ÖSZ-4 BESS ratio x (6 dp) | % | 30 | 51 | 40 | 51 | 0 | 30
ÖSZ-4 eligible (ratio ≥ min on installed wind, duration ≥ min, BESS MW ≤ wind MW) | 1 / 0 | 1 | 1 | 1 | 1 | 0 | 1 | ratio ≥ 5 % of installed wind (GYIK 20), duration ≥ 4 h, BESS MW ≤ gross wind MW (VII.13)
ÖSZ-4 band number (lookup; GYIK 20: 40 ≤ x ≤ 50 → 90) | band | 7 | 10 | 9 | 10 | 0 | 7
ÖSZ-4 inner points | 0–100 | 70 | 100 | 90 | 100 | 0 | 70
ÖSZ-4 weighted points | pts | 10.5 | 15 | 13.5 | 15 | 0 | 10.5
ÖSZ-5 partial award accepted | 1 / 0 | 0 | 1 | 1 | 1 | 0 | 0
ÖSZ-5 weighted points | pts | 0 | 5 | 5 | 5 | 0 | 0
ÖSZ-6 performance security x (6 dp) | % of min | 150 | 100 | 100 | 210 | 100 | 150
ÖSZ-6 band number (lookup; GYIK 34: 200 ≤ x → 100) | band | 5 | 0 | 0 | 10 | 0 | 5
ÖSZ-6 inner points | 0–100 | 50 | 0 | 0 | 100 | 0 | 50
ÖSZ-6 weighted points | pts | 2.5 | 0 | 0 | 5 | 0 | 2.5
ÖSZ-7 brownfield site | 1 / 0 | 0 | 0 | 0 | 0 | 0 | 0
ÖSZ-7 weighted points | pts | 0 | 0 | 0 | 0 | 0 | 0
ÖSZ-8 shared connection point and line | 1 / 0 | 0 | 1 | 1 | 1 | 0 | 0
ÖSZ-8 weighted points | pts | 0 | 5 | 5 | 5 | 0 | 0
ÖSZ-9 inner points – EU turbine (only with the EU-turbine commitment, row 22) + EU transformer (row 21) | 0–100 | 80 | 100 | 100 | 100 | 0 | 80
ÖSZ-9 weighted points – European-turbine routes only | pts EU | 12 | 15 | 15 | 15 | 0 | 12 | excluded from Σ (unit 'pts EU'); Chinese routes score 0 on ÖSZ-9
Σ weighted points ÖSZ-1 … ÖSZ-8 (rows with unit 'pts') | pts Σ | 24 | 70 | 52.5 | 75 | 0 | 24 | SUMIF on the unit column
TOTAL SCORE – European-turbine routes (RtB, cases 2 / 7), rounded to 2 dp | points | 36 | 85 | 67.5 | 90 | 0 | 36 | Σ + ÖSZ-9 weighted, ROUND 2 (X.1)
TOTAL SCORE – Chinese-turbine routes (cases 3 / 8), rounded to 2 dp | points | 24 | 70 | 52.5 | 75 | 0 | 24 | Σ only (no EU turbine, non-EU transformer)
Score of the scenario (its turbine, row 22) | points | 36 | 85 | 67.5 | 90 | 0 | 36
Bid validity (gross wind ≥ net MVA, VII.16; ÖSZ-1 / ÖSZ-2 below the minimum → 0 points, not invalid – GYIK 17) | Status | Valid | Valid | Valid | Valid | Valid | Valid
Check path: EU total = Σ inner points × weight ÷ 100 (rounded, K3) | points | 36 | 85 | 67.5 | 90 | 0 | 36
3. Annex 4 band tables (lookup – no nested IFs) and Annex 3 / X.4 parameters – MEKH Kapacitás pályázati kiírás 2026 (30-Aug-26), PDF pages in column G
ÖSZ-1 municipal one-off – EUR/MW | Lower bound | Included 1/0 | Inner points | PDF page | OK
below the lowest band (or not eligible) |  |  | 0
x > 10000 | 10000 | 0 | 10 | 36–37
x > 15000 | 15000 | 0 | 20 | 36–37
x > 20000 | 20000 | 0 | 30 | 36–37
x > 25000 | 25000 | 0 | 40 | 36–37
x > 30000 | 30000 | 0 | 55 | 36–37
x > 35000 | 35000 | 0 | 70 | 36–37
x > 40000 | 40000 | 0 | 80 | 36–37
x > 45000 | 45000 | 0 | 90 | 36–37
x ≥ 50000 | 50000 | 1 | 100 | 36–37
ÖSZ-2 annual community contribution – EUR/MWh | Lower bound | Included 1/0 | Inner points | PDF page | OK
below the lowest band (or not eligible) |  |  | 0
x > 2 | 2 | 0 | 5 | 37–38
x > 2,1 | 2.1 | 0 | 10 | 37–38
x > 2,2 | 2.2 | 0 | 20 | 37–38
x > 2,3 | 2.3 | 0 | 30 | 37–38
x > 2,4 | 2.4 | 0 | 40 | 37–38
x > 2,5 | 2.5 | 0 | 50 | 37–38
x > 2,6 | 2.6 | 0 | 60 | 37–38
x > 2,7 | 2.7 | 0 | 70 | 37–38
x > 2,8 | 2.8 | 0 | 80 | 37–38
x > 2,9 | 2.9 | 0 | 90 | 37–38
x ≥ 3 | 3 | 1 | 100 | 37–38
ÖSZ-3 overbuild – % above net MVA | Lower bound | Included 1/0 | Inner points | PDF page | OK
below the lowest band (or not eligible) |  |  | 0
x > 2 | 2 | 0 | 10 | 38
x ≥ 5 | 5 | 1 | 20 | 38
x ≥ 10 | 10 | 1 | 30 | 38
x ≥ 15 | 15 | 1 | 40 | 38
x ≥ 20 | 20 | 1 | 50 | 38
x ≥ 25 | 25 | 1 | 60 | 38
x ≥ 30 | 30 | 1 | 70 | 38
x ≥ 35 | 35 | 1 | 80 | 38
x ≥ 40 | 40 | 1 | 90 | 38
x > 50 | 50 | 0 | 100 | 38
ÖSZ-4 BESS ratio – % of installed wind BT1 (GYIK 20: 40 ≤ x ≤ 50 → 90, 50 < x → 100) | Lower bound | Included 1/0 | Inner points | PDF page | OK
below the lowest band (or not eligible) |  |  | 0
x > 2 | 2 | 0 | 10 | 38–39 / GYIK 20
x ≥ 5 | 5 | 1 | 20 | 38–39 / GYIK 20
x ≥ 10 | 10 | 1 | 30 | 38–39 / GYIK 20
x ≥ 15 | 15 | 1 | 40 | 38–39 / GYIK 20
x ≥ 20 | 20 | 1 | 50 | 38–39 / GYIK 20
x ≥ 25 | 25 | 1 | 60 | 38–39 / GYIK 20
x ≥ 30 | 30 | 1 | 70 | 38–39 / GYIK 20
x ≥ 35 | 35 | 1 | 80 | 38–39 / GYIK 20
x ≥ 40 | 40 | 1 | 90 | 38–39 / GYIK 20
x > 50 | 50 | 0 | 100 | 38–39 / GYIK 20
ÖSZ-6 performance security – % of the minimum (GYIK 34: 200 ≤ x → 100) | Lower bound | Included 1/0 | Inner points | PDF page | OK
below the lowest band (or not eligible) |  |  | 0
x > 100 | 100 | 0 | 10 | 39–40 / GYIK 34
x ≥ 120 | 120 | 1 | 20 | 39–40 / GYIK 34
x ≥ 130 | 130 | 1 | 30 | 39–40 / GYIK 34
x ≥ 140 | 140 | 1 | 40 | 39–40 / GYIK 34
x ≥ 150 | 150 | 1 | 50 | 39–40 / GYIK 34
x ≥ 160 | 160 | 1 | 60 | 39–40 / GYIK 34
x ≥ 170 | 170 | 1 | 70 | 39–40 / GYIK 34
x ≥ 180 | 180 | 1 | 80 | 39–40 / GYIK 34
x ≥ 190 | 190 | 1 | 90 | 39–40 / GYIK 34
x ≥ 200 | 200 | 1 | 100 | 39–40 / GYIK 34
Parameters (Annex 3 weights, PDF p. 35; X.4 minima / maxima; points of the yes / no items) | Unit | Value | PDF page / note
Weight ÖSZ-1 | % | 20 | 35
Weight ÖSZ-2 | % | 15 | 35
Weight ÖSZ-3 | % | 10 | 35
Weight ÖSZ-4 | % | 15 | 35
Weight ÖSZ-5 | % | 5 | 35
Weight ÖSZ-6 | % | 5 | 35
Weight ÖSZ-7 | % | 10 | 35
Weight ÖSZ-8 | % | 5 | 35
Weight ÖSZ-9 | % | 15 | 35
ÖSZ-1 minimum (below = 0 points, not invalid – GYIK 17) | EUR/MW | 10000 | 23–24 (X.4 ba)
ÖSZ-1 maximum | EUR/MW | 50000 | 24
ÖSZ-2 minimum (below = 0 points, not invalid – GYIK 17) | EUR/MWh | 2 | 24 (X.4 bb)
ÖSZ-2 maximum | EUR/MWh | 3 | 24
ÖSZ-4 minimum BESS ratio (% of installed wind, GYIK 20) | % | 5 | 25 (X.4 bd)
ÖSZ-4 minimum BESS duration | h | 4 | 57 (Annex 8, 0.25C)
ÖSZ-5 inner points if accepted | 0–100 | 100 | 39
ÖSZ-7 inner points if brownfield | 0–100 | 100 | 40
ÖSZ-8 inner points if shared connection | 0–100 | 100 | 40
ÖSZ-9a inner points – ≥ 80 % EU-made turbine units | 0–100 | 80 | 41
ÖSZ-9b inner points – ≥ 80 % EU-made generator transformers | 0–100 | 20 | 41
4. Price effect of the promises (buyer view, active strategy) – RtB exit (case 1) and sale at COD (cases 7 / 8); reference = S1 current-bid commitments (column E)
Valuation basis | Unit | Value | Note
Buyer discount rate (unlevered, Inputs E224) | % | 8% | As HTM G219
RtB sale date (Inputs E58) – valuation date of the RtB price effect | Date | 2029-12-31
COD (Inputs E155) – valuation date of the COD price effect | Date | 2031-09-30
Performance security released (COD + E31 months) | Date | 2032-03-30
Tax rate on the buyer's flows (HTM E91 + E99, as HTM row 101) | % | 9% | Unlevered, no loss relief
Tax depreciation period (HTM E92) | Years | 20 | HTM row 90 profile
Guarantee fee rate on the performance security (Inputs E113) | % p.a. | 6% | Not tax-deducted (as HTM row 93)
Commitments – reference (S1 current bid, column E) vs live (active strategy) | Unit | Reference (scen. 0) | Live (Inputs) | Δ live − ref. | Note
ÖSZ-1 municipal one-off | k€/MW | 20 | 20 | 0
ÖSZ-2 community contribution | €/MWh | 2 | 2 | 0
ÖSZ-4 BESS power | MW | 30 | 30 | 0
ÖSZ-4 BESS duration | h | 4 | 4
ÖSZ-6 performance security uplift | % | 150% | 150% | 0%
Δ municipal one-off (× successful net MW, Inputs E18 – as HTM row 29) | k€ | 0
Δ BESS capex (× BESS capex Inputs E168 – as Inputs E173) | k€ | 0
Performance bond – live (Deposits H10) | mHUF | 2879.25
Performance bond at the reference commitments (wind leg on live gross MW – overbuild has no price effect) | mHUF | 2879.25
Δ performance bond (mHUF → k€ at Inputs E11) | k€ | 0
Timeline (HTM years, flows at 31-Dec) | Unit | Driver | PV at RtB sale | PV at COD | 2026 | 2027 | 2028 | 2029 | 2030 | 2031 | 2032 | 2033 | 2034 | 2035 | 2036 | 2037 | 2038 | 2039 | 2040 | 2041 | 2042 | 2043 | 2044 | 2045 | 2046 | 2047 | 2048 | 2049 | 2050 | 2051 | 2052 | 2053 | 2054 | 2055 | 2056 | 2057 | 2058 | 2059 | 2060 | 2061
Discount factor to the RtB sale date (flows on or before the sale date: factor 1) | x |  |  |  | 1 | 1 | 1 | 1 | 0.92593 | 0.85734 | 0.79366 | 0.73487 | 0.68044 | 0.63004 | 0.58324 | 0.54004 | 0.50004 | 0.463 | 0.42861 | 0.39686 | 0.36747 | 0.34025 | 0.31498 | 0.29164 | 0.27004 | 0.25004 | 0.23147 | 0.21432 | 0.19845 | 0.18375 | 0.1701 | 0.1575 | 0.14583 | 0.13503 | 0.125 | 0.11574 | 0.10717 | 0.099231 | 0.091861 | 0.085056
Discount factor to COD (flows on or before COD: factor 1) | x |  |  |  | 1 | 1 | 1 | 1 | 1 | 0.98079 | 0.90795 | 0.84069 | 0.77842 | 0.72076 | 0.66723 | 0.6178 | 0.57204 | 0.52967 | 0.49033 | 0.45401 | 0.42038 | 0.38924 | 0.36033 | 0.33364 | 0.30892 | 0.28604 | 0.2648 | 0.24518 | 0.22702 | 0.2102 | 0.19459 | 0.18018 | 0.16683 | 0.15447 | 0.143 | 0.13241 | 0.1226 | 0.11352 | 0.10509 | 0.097304
Construction share of capex (HTM row 7) | % |  |  |  | 0% | 0% | 0% | 12.6% | 50% | 37.4% | 0% | 0% | 0% | 0% | 0% | 0% | 0% | 0% | 0% | 0% | 0% | 0% | 0% | 0% | 0% | 0% | 0% | 0% | 0% | 0% | 0% | 0% | 0% | 0% | 0% | 0% | 0% | 0% | 0% | 0%
Tax depreciation share (HTM row 90 ÷ E92) | x |  |  |  | 0 | 0 | 0 | 0 | 0 | 0.0125 | 0.05 | 0.05 | 0.05 | 0.05 | 0.05 | 0.05 | 0.05 | 0.05 | 0.05 | 0.05 | 0.05 | 0.05 | 0.05 | 0.05 | 0.05 | 0.05 | 0.05 | 0.05 | 0.05 | 0.0375 | 0 | 0 | 0 | 0 | 0 | 0 | 0 | 0 | 0 | 0
Net generation (HTM row 38) | GWh |  |  |  | 0 | 0 | 0 | 0 | 0 | 77.447 | 309.7878 | 308.8584 | 307.9319 | 307.0081 | 306.087 | 305.1688 | 304.2533 | 303.3405 | 302.4305 | 301.5232 | 300.6186 | 299.7168 | 298.8176 | 297.9212 | 297.0274 | 296.1363 | 295.2479 | 294.3622 | 293.4791 | 292.5987 | 291.7209 | 290.8457 | 289.9732 | 289.1032 | 288.2359 | 287.3712 | 286.5091 | 285.6496 | 284.7926 | 212.9537
COD-year flag | 1 / 0 |  |  |  | 0 | 0 | 0 | 0 | 0 | 1 | 0 | 0 | 0 | 0 | 0 | 0 | 0 | 0 | 0 | 0 | 0 | 0 | 0 | 0 | 0 | 0 | 0 | 0 | 0 | 0 | 0 | 0 | 0 | 0 | 0 | 0 | 0 | 0 | 0 | 0
Performance security outstanding after the RtB sale (to COD + E31 months) | years |  |  |  | 0 | 0 | 0 | 0 | 1 | 1 | 0.24658 | 0 | 0 | 0 | 0 | 0 | 0 | 0 | 0 | 0 | 0 | 0 | 0 | 0 | 0 | 0 | 0 | 0 | 0 | 0 | 0 | 0 | 0 | 0 | 0 | 0 | 0 | 0 | 0 | 0
Turbine-scaled capex per gross MW – turbine of the scenario (not used since the overbuild item is clipping-only; kept for reference) | k€/MW | 1370.25
Energy lost to the export cap vs the S1 reference – net generation ÷ (1 − live clip) × (live clip − reference clip) | GWh | 0% |  |  | 0 | 0 | 0 | 0 | 0 | 0 | 0 | 0 | 0 | 0 | 0 | 0 | 0 | 0 | 0 | 0 | 0 | 0 | 0 | 0 | 0 | 0 | 0 | 0 | 0 | 0 | 0 | 0 | 0 | 0 | 0 | 0 | 0 | 0 | 0 | 0
Net margin per MWh (achieved price less MEKH, HIPA, balancing, grid, community; opex contingency as HTM row 67) | €/MWh |  |  |  | 0 | 0 | 0 | 0 | 0 | 106.0495 | 104.6645 | 107.287 | 105.0111 | 106.8606 | 109.1427 | 115.4702 | 116.1049 | 117.777 | 118.6386 | 119.4193 | 122.9107 | 125.6541 | 127.1023 | 131.9465 | 134.8258 | 137.1913 | 137.2193 | 140.1054 | 140.9632 | 142.1423 | 142.2919 | 146.5654 | 148.6744 | 150.8791 | 151.8092 | 156.1097 | 162.5715 | 168.499 | 170.0358 | 173.4228
Fixed opex per gross MW (O&M, BoP, insurance, AM, property tax, land lease; incl. opex contingency – as HTM rows 60–67) | k€/MW |  |  |  | 0 | 0 | 0 | 0.75571 | 3.0732 | 8.9185 | 26.9062 | 27.5789 | 28.2684 | 28.9751 | 29.6995 | 30.442 | 31.203 | 31.9831 | 32.7827 | 33.6022 | 34.4423 | 35.3033 | 36.1859 | 37.0906 | 38.0178 | 38.9683 | 39.9425 | 40.941 | 41.9646 | 43.0137 | 44.089 | 45.1912 | 46.321 | 47.4791 | 48.666 | 49.8827 | 51.1298 | 52.408 | 53.7182 | 41.2959
ÖSZ-1 municipal: −Δ in the COD year + depreciation tax shield | k€ | 0 | 0 |  | 0 | 0 | 0 | 0 | 0 | 0 | 0 | 0 | 0 | 0 | 0 | 0 | 0 | 0 | 0 | 0 | 0 | 0 | 0 | 0 | 0 | 0 | 0 | 0 | 0 | 0 | 0 | 0 | 0 | 0 | 0 | 0 | 0 | 0 | 0 | 0
ÖSZ-2 community: −Δ €/MWh × net generation × (1 − tax) | €/MWh | 0 | 0 | 0 | 0 | 0 | 0 | 0 | 0 | 0 | 0 | 0 | 0 | 0 | 0 | 0 | 0 | 0 | 0 | 0 | 0 | 0 | 0 | 0 | 0 | 0 | 0 | 0 | 0 | 0 | 0 | 0 | 0 | 0 | 0 | 0 | 0 | 0 | 0 | 0
ÖSZ-4 BESS: −Δ capex × construction share + depreciation tax shield | k€ | 0 | 0 |  | 0 | 0 | 0 | 0 | 0 | 0 | 0 | 0 | 0 | 0 | 0 | 0 | 0 | 0 | 0 | 0 | 0 | 0 | 0 | 0 | 0 | 0 | 0 | 0 | 0 | 0 | 0 | 0 | 0 | 0 | 0 | 0 | 0 | 0 | 0 | 0
ÖSZ-6 security: −Δ bond × guarantee fee × years outstanding | k€ | 0 | 0 |  | 0 | 0 | 0 | 0 | 0 | 0 | 0 | 0 | 0 | 0 | 0 | 0 | 0 | 0 | 0 | 0 | 0 | 0 | 0 | 0 | 0 | 0 | 0 | 0 | 0 | 0 | 0 | 0 | 0 | 0 | 0 | 0 | 0 | 0 | 0 | 0
ÖSZ-9a EU turbine (switch Bora N19): −Δ turbine price (EU − CN) on the reference MW × construction share + depreciation tax shield | k€ | 0 | 0 |  | 0 | 0 | 0 | 0 | 0 | 0 | 0 | 0 | 0 | 0 | 0 | 0 | 0 | 0 | 0 | 0 | 0 | 0 | 0 | 0 | 0 | 0 | 0 | 0 | 0 | 0 | 0 | 0 | 0 | 0 | 0 | 0 | 0 | 0 | 0 | 0
ÖSZ-3 overbuild: −Δ energy lost to the export cap (row 205) × net margin (row 206) × (1 − tax) – clipping effect only, no capex / opex | % | 0% | 0 |  | 0 | 0 | 0 | 0 | 0 | 0 | 0 | 0 | 0 | 0 | 0 | 0 | 0 | 0 | 0 | 0 | 0 | 0 | 0 | 0 | 0 | 0 | 0 | 0 | 0 | 0 | 0 | 0 | 0 | 0 | 0 | 0 | 0 | 0 | 0 | 0
Total Δ cash flow to the buyer (sum of the item rows – independent path for the Σ PV) | k€ |  | 0 |  | 0 | 0 | 0 | 0 | 0 | 0 | 0 | 0 | 0 | 0 | 0 | 0 | 0 | 0 | 0 | 0 | 0 | 0 | 0 | 0 | 0 | 0 | 0 | 0 | 0 | 0 | 0 | 0 | 0 | 0 | 0 | 0 | 0 | 0 | 0 | 0
Result | Unit | Value | Feeds / note | bar: 2026 to 2028
Σ PV of the promises vs the reference at the RtB sale date (incl. ÖSZ-9a turbine and ÖSZ-3 overbuild) | k€ | 0
RtB price adjustment = pass-through × Σ PV (≤ 0 when the promises exceed the reference) | k€ | 0 | → MOIC G143, H226:N226; HTM E227:E243
Gross RtB premium (Inputs E141 × Inputs E150 – MW basis per switch Bora N20 / Inputs E149 – plus BESS value E34 × BESS MW) | k€ | 15000
RtB premium proceeds after the adjustment (MOIC G143) | k€ | 15000
Effective RtB premium per MW of the premium basis (Inputs E150) | k€/MW | 150 | Premium + adjustment ÷ basis MW (K8)
Price check: adjustment within the gross RtB premium | Status | OK
Σ PV of the post-COD promise costs vs the reference at COD (community contribution) | k€ | 0 | Municipal, BESS and security are paid by FEP before COD (HTM block 17)
COD price adjustment = pass-through × Σ PV | k€ | 0 | → HTM row 340 (sale price at COD)
Sale price at COD before the adjustment (Inputs E230 × Inputs E29) | k€ | 0 | 0 outside cases 7 / 8
Sale price at COD after the adjustment (HTM G340) | k€ | 0
5. Returns matrix – Bora × 5 tender strategies × 5 routes, FEP view (LIVE – each cell links to the Excel data table on the Control Panel, section f) | bar: 2026 to 2038
Tender scenario |  |  | S1 – current bid (0) |  | 2029: S2 – free points (1); 2034: S3 – ≈70 points (2); 2039: S4 – maximum score (3); 2044: S0 – zero bid (4)
Route | Unit | Run_Map row | RtB sale | COD sale – EU | COD sale – CN | HTM – EU | HTM – CN | RtB sale | COD sale – EU | COD sale – CN | HTM – EU | HTM – CN | RtB sale | COD sale – EU | COD sale – CN | HTM – EU | HTM – CN | RtB sale | COD sale – EU | COD sale – CN | HTM – EU | HTM – CN | RtB sale | COD sale – EU | COD sale – CN | HTM – EU | HTM – CN
Model case (Inputs E6) | # |  | 1 | 7 | 8 | 2 | 3 | 1 | 7 | 8 | 2 | 3 | 1 | 7 | 8 | 2 | 3 | 1 | 7 | 8 | 2 | 3 | 1 | 7 | 8 | 2 | 3
Run_Map result column (1 = C RtB, 2 = D hold to maturity, 4 = F sale at COD) | # |  | 1 | 4 | 4 | 2 | 2 | 1 | 4 | 4 | 2 | 2 | 1 | 4 | 4 | 2 | 2 | 1 | 4 | 4 | 2 | 2 | 1 | 4 | 4 | 2 | 2
Turbine of the route (1 = European, 0 = Chinese; RtB = turbine of the scenario) | 1 / 0 |  | 1 | 1 | 0 | 1 | 0 | 1 | 1 | 0 | 1 | 0 | 1 | 1 | 0 | 1 | 0 | 1 | 1 | 0 | 1 | 0 | 0 | 1 | 0 | 1 | 0
Bora | bar: 2026 to 2048
Tender score | points | row 84 / 85 | 36 | 36 | 24 | 36 | 24 | 85 | 85 | 70 | 85 | 70 | 67.5 | 67.5 | 52.5 | 67.5 | 52.5 | 90 | 90 | 75 | 90 | 75 | 0 | 0 | 0 | 0 | 0
Total capex | k€ | 43 | – | 218911.8874 | 156226.8874 | 218911.8874 | 156226.8874 | – | 254887.1374 | 182279.6374 | 254887.1374 | 182279.6374 | – | 237614.3874 | 170204.3874 | 237614.3874 | 170204.3874 | – | 254887.1374 | 182279.6374 | 254887.1374 | 182279.6374 | – | 169804.3874 | 121294.3874 | 169804.3874 | 121294.3874
Senior debt at COD | k€ | 44 | – | 138361.7547 | 82285.1092 | 138361.7547 | 82285.1092 | – | 161099.6643 | 96007.1606 | 161099.6643 | 96007.1606 | – | 150182.5414 | 89647.0949 | 150182.5414 | 89647.0949 | – | 161099.6643 | 96007.1606 | 161099.6643 | 96007.1606 | – | 107323.6966 | 63886.0703 | 107323.6966 | 63886.0703
Gross RTB proceeds / sale price at COD | k€ | 33 | 33037.4444 | 314825 | 269850 | – | – | 25128.9859 | 360133.1324 | 308175.6324 | – | – | 29454.7291 | 338100 | 289800 | – | – | 24352.0248 | 360133.1324 | 308175.6324 | – | – | 43127.821 | 249808.8482 | 214808.8482 | – | –
FEP peak cumulative exposure | k€ | 28 | 26346.9703 | 98822.2616 | 87969.6899 | 112160.6941 | 97047.1346 | 26189.3766 | 113648.331 | 101206.7432 | 117047.3179 | 99659.5841 | 26024.0059 | 106136.4282 | 94680.1887 | 115382.3563 | 99326.1808 | 27574.1018 | 115878.3287 | 103436.7409 | 116959.7873 | 99572.0534 | 25422.658 | 76741.4499 | 68381.4559 | 104266.8658 | 92606.2346
FEP net profit (post-tax) | k€ | 23 | 6528.4084 | 55104.4259 | 70472.3779 | 599996.5832 | 680875.5583 | -1220.2542 | 60380.7676 | 78284.3816 | 694661.1301 | 788635.6306 | 3273.1728 | 57936.9083 | 74521.0885 | 647585.424 | 734779.1248 | -3401.3038 | 58801.3906 | 76705.0046 | 694748.6608 | 788723.1613 | 17556.0245 | 46998.1068 | 58756.441 | 463212.5948 | 525608.3585
FEP IRR (post-tax) | % | 24 | 19.37% | 31.31% | 40.86% | 10.27% | 13.34% | 2.98e-07% | 31.67% | 42.05% | 10.89% | 14.36% | 10.15% | 31.9% | 41.93% | 10.57% | 13.81% | 2.98e-07% | 29.95% | 39.92% | 10.89% | 14.36% | 49.69% | 31.57% | 40.1% | 9.251% | 11.75%
FEP NPV (post-tax) | k€ | 25 | 3016.2863 | 30708.7782 | 41694.6483 | 36543.679 | 75469.7989 | -2923.1136 | 33799.5126 | 46589.3267 | 49728.598 | 94742.7596 | 546.512 | 32485.9839 | 44330.72 | 42872.9788 | 84682.6119 | -4736.2019 | 32440.0947 | 45229.9088 | 49766.1073 | 94780.2689 | 11582.6803 | 26196.0246 | 34604.6064 | 17750.4438 | 47929.1358
FEP MOIC | x | 27 | 1.2474 | 1.5576 | 1.8011 | 6.3494 | 8.0159 | 0.95347 | 1.5313 | 1.7735 | 6.9349 | 8.9133 | 1.1256 | 1.5459 | 1.7871 | 6.6125 | 8.3976 | 0.87698 | 1.5074 | 1.7416 | 6.9401 | 8.9211 | 1.6902 | 1.6124 | 1.8592 | 5.4426 | 6.6757
LCOE | €/MWh | 48 | – | – | – | 100.6401 | 81.4397 | – | – | – | 98.051 | 78.8001 | – | – | – | 99.2866 | 80.0603 | – | – | – | 98.0372 | 78.7863 | – | – | – | 106.2286 | 87.1352
Minimum DSCR | x | 52 | – | – | – | 1.2107 | 1.9916 | – | – | – | 1.187 | 1.9475 | – | – | – | 1.1988 | 1.9647 | – | – | – | 1.187 | 1.9475 | – | – | – | 1.2445 | 2.0472
Integrity checks | Status | 30 | ALL OK | ALL OK / OK | ALL OK / OK | ALL OK | ALL OK | ALL OK | ALL OK / OK | ALL OK / OK | ALL OK | ALL OK | ALL OK | ALL OK / OK | ALL OK / OK | ALL OK | ALL OK | ALL OK | ALL OK / OK | ALL OK / OK | ALL OK | ALL OK | ALL OK | ALL OK / OK | ALL OK / OK | ALL OK | ALL OK
Distributable < 0: FEP's loss beyond its JV share (developer floor) | k€ | 54 | 0 | 0 | 0 | – | – | 0 | 0 | 0 | – | – | 0 | 0 | 0 | – | – | 500.8389 | 0 | 0 | – | – | 0 | 0 | 0 | – | –
LIVE: the matrix links to the data table on the Control Panel (section f), recalculated by Excel with the workbook – no macro, no snapshot. The tie-out (section 6) therefore reads 'current' unless the table has not been recalculated (F9).
n/a in a cell: the metric does not exist for that route – RtB sale: no construction (capex, debt, LCOE, DSCR); sale at COD: no operation (LCOE, DSCR); hold to maturity: no exit price.
Score: European total on the EU routes, Chinese total on the CN routes, the scenario's own turbine on the RtB route.
Integrity: Run_Map row 30 – MOIC G270 (RtB) / HTM G172 (HTM) / HTM G172 & G358 (sale at COD); the Tender checks (section 7) are inside MOIC G270 and HTM G172 (rows 271 / 173).
6. Live tie-out – active scenario × route against the matrix (stale marker) | bar: 2026 to 2028
Item | Unit | Live | Matrix | Rel. difference | 2026: Note
Route of the active case (position in row 226) | # | 1
Run_Map result column of that route | # | 1
Matrix column of the active scenario × route (1–25) | # | 1
Matrix row of the block title (relative to row 229) | # | 1
Route applies (RtB availability, row 48) | 1 / 0 | 1
Turbine of the active route (1 = European) | 1 / 0 | 1
Tender score | points | 36 | 36 | 0
FEP net profit (post-tax) | k€ | 6528.4084 | 6528.4084 | 0
FEP IRR (post-tax) | % | 19.37% | 19.37% | 0
FEP NPV (post-tax) | k€ | 3016.2863 | 3016.2863 | 0
Integrity checks | Status | ALL OK | ALL OK | 0
Largest relative difference | x | 0
Matrix status for the active combination (before the route test) | Status | current
MATRIX STATUS (stale marker) | Status | current
7. Checks – each ties to an independent path (other cells, other sheets); overall → MOIC G271 (in G270) and HTM G173 (in G172) | bar: 2026 to 2028
Independent recomputations used by the checks | Unit | Value | How | bar: 2026 to 2028
Clip from the model's own gross / net MW (Inputs E29 ÷ E18) | % | 1.154% | not from the scenario block
COD price per gross MW of the active case – scenario price × (1 − independent clip) | k€/MW | 0 | 0 outside cases 7 / 8; not via Inputs M230 / N230
RtB sale date per the MOIC grid (period end of the sale-flag month, MOIC rows 5 / 7) | Date | 2029-12-31
COD year per HTM (last year with a construction share, HTM rows 5 / 7) | Year | 2031
Interest pause: MOIC interest booked in months inside the window (rows 82 + 111 + 118 + 126 + 136) | k€ | 0 | 0 expected – outcome, not the flag row
Interest pause: Deposits factors ≠ product of the two segments (RtB X = Z × AB, COD AE = AC × AD) | x | 0 | 0 expected
Interest pause: segment dates vs Inputs E58 / E155 / E64 / E73, and lines with 0 accrual days (Deposits AG) must have factor 1 | days / x | 0 | 0 expected
Interest pause: pause end before the pause start (Inputs E73 < E64), days – review S5 | days | 0 | 0 expected (Inputs G73 also has a date validation ≥ G64)
Check | Status | Status | How | bar: 2026 to 2028
Annex 3 weights sum to 100 | Status | OK | Σ of the weight inputs
Annex 4 band tables strictly ascending (5 tables) | Status | OK | Each table's own test in column H of its title row
EU totals (row 84, all five strategies) = Σ inner points × weight ÷ 100 (row 88) | Status | OK | Second path from the inner points and the weight table
Inputs G20 / G282 / G297 = BESS / gross wind of the active strategy (Tender J41 / J40) | Status | OK | Destination vs source (catches a typed override)
Inputs G233 / G234 / G21 / G90 = active scenario commitments | Status | OK | Destination vs source
Inputs M230 / N230 / N167 = COD prices of the active scenario and CN substation | Status | OK | Destination vs source
Clipping applied once: HTM E36 = hours × (1 − haircut) × (1 − curtailment) × yield × (1 − clip of E315) | Status | OK | Clip recomputed from Inputs E29 / E18
RtB proceeds: MOIC G143 = effective premium (E216) × premium-basis MW (Inputs E150 = E18 or E29 per E149) | Status | OK | MOIC side vs Tender side
Δ municipal (E190) = −HTM G29 − reference k€/MW × Inputs E18 | Status | OK | Against the HTM capex row
Δ community × Σ generation (row 201) = −(HTM G59 + reference €/MWh × HTM G38) | Status | OK | Against the HTM opex row (undiscounted)
Δ performance bond k€ (E194) = Δ mHUF × Deposits' own k€ factor (M10 ÷ J10) | Status | OK | Unit conversion via Deposits
Discounting dates: RtB sale date = MOIC sale month (E317), COD year = HTM (E318) | Status | OK | Dates from the MOIC and HTM grids
COD price: HTM G340 = E316 × gross MW (J40 ÷ J37 × successful net MW Inputs E18) + COD adjustment (cases 7 / 8) | Status | OK | Not via Inputs E230 / E29 (gross ratio from Tender, MW from E18)
COD route: conservation (HTM G374), JV split / Stage-1 returns (G377), success fee (G378), repaid principal (G379) | Status | OK | HTM block 17b: conservation + allocation ties
S1 current bid (E5 = 0) = reference: no price adjustments when E5 = 0; S0 zero bid (E5 = 4) shows a positive price effect | Status | OK | Reference commitments = S1 current bid (column E)
J2: HTM E21 / E22 (deemed RtB exit) = Inputs E228 × RtB route available (J48) | Status | OK | Regression guard: no deemed exit without an RtB route
Interest pause (Inputs E64 → E73): no MOIC interest inside the window (E319) and the Deposits segment factors (E320), boundary dates / zero-day lines (E321) and pause end ≥ start (E322) | Status | OK | Outcome in the window (MOIC rows 82 / 111 / 118 / 126 / 136) + Deposits columns X, Z:AE
Waterfalls per BORA_Devex: every claim deducted in full (MOIC G155 = 0) and the developer's share = MAX(−success fee, distributable × Inputs E34) on the RtB (MOIC G154) and COD (HTM G371) routes | Status | OK | G155 recomputes the claims from their source cells; split from Inputs E34, not MOIC E154
Community purchase right (section 9): FEP's flows after the exercise × (1 − share) + buy-in at paid-in capital – MOIC, HTM hold and sale at COD restated (E371 / E372 / E375); nil when off | Status | OK | SUMPRODUCT masks on the FEP flow rows (not the community rows)
TENDER CHECKS – OVERALL (→ MOIC G271, HTM G173) | Status | OK
Returns matrix complete (numeric IRR in every applicable cell; not part of the model checks) | Status | OK
8. Tender eligibility – company-group capacity caps (kiírás V.6 / V.7, VII.17, VII.36; GYIK 52). An ELIGIBILITY flag only – not part of the model checks (MOIC G270, HTM G172, Tender E343) | bar: 2026 to 2028
Item | Unit | Bora | Other bids – this node | Other bids – total | 2027: Group total; 2028: Note
Same company group (1 = Bora's SPV bids within a company group – the group-total flag then adds the group's other bids, column G) | 1 / 0 | 1 |  |  | 2028: User 09-Oct-26 (GYIK 52): default 1
Cap per network node on the group's requested capacity (V.7, VII.36) | MVA | 100 |  |  | 2028: Kiírás V.7; GYIK 52: several group companies may bid at one node, together ≤ 100 MVA
Cap on the group's total awarded capacity (V.6) | MVA | 200 |  |  | 2028: Kiírás V.6 / VII.17: above 200 MVA a joint preference-order declaration is required
Requested capacity at the node: Bora (Annex 1 net MVA, row 37) / the same group's other bids at this node (F) and in total (G) – inputs on the Control Panel | MVA | 100 | 0 | 0 | 2027: 100; 2028: Column I = Bora + the group's other bids in total
Node cap exceeded (1 = Bora + the group's other bids at this node > node cap; a single company is its own group) | 1 / 0 | 0 | MVA of the same company group's other bids at this node (default 0) | MVA of the same company group's other bids in total (default 0) | 2027: 0
Node-cap flag | Status | OK |  |  | 2027: OK; 2028: Column I → Control Panel section b
Group total above the cap (1 = Σ requested > group cap and same group) | 1 / 0 | 0
Group-total flag | Status | OK
TENDER ELIGIBILITY – group caps (flag only, not an integrity check) | Status | OK | Bora is not resized (user 09-Oct-26); the flag stays visible
9. Community purchase right (kiírás VII.18–VII.25): 25 % of the project company to the designated renewable-energy community at paid-in capital – default off | bar: 2026 to 2028
Item | Unit | Value | Note | bar: 2026 to 2028
Community purchase right exercised (1 = on, 0 = off) | 1 / 0 | 0 | The community's option (VII.19–VII.23) – off in the base case
Share bought by the community | % | 25% | VII.18 / VII.21: 25 % of the company holding the grid-connection right
Months from the award decision to the exercise | months | 24 | VII.23: the right lapses two years after the award decision becomes final – exercise assumed at the end
Exercise date (award date Inputs E96 + row 362 months) | Date | 2028-12-13 | Award 13/12/2026 + 24 months = 13/12/2028 (review N3: no typed date)
Live share (switch × share) | % | 0%
Exercise month on the MOIC grid (RtB route; month index as MOIC row 4) | # | 29
Exercise year on the HTM grid (annual sheets: effective at the end of this year) | Year | 2028
Modelling: at the exercise the community pays FEP its share × FEP's paid-in capital to date (every FEP contribution except the signing fee and DD costs, which are not capital paid into the company – VII.25), then bears its share of every later FEP flow (further capital, VII.25, and the exit proceeds). The developer's success fee and JV share are unchanged. RtB: MOIC rows 283–286 (monthly); hold: HTM rows 382–384; sale at COD: HTM rows 385–387 (annual, end of the exercise year). No effect if the exit comes first.
Independent restatement for check K19 (SUMPRODUCT masks on the FEP flow rows) | Unit | Value | How | bar: 2026 to 2028
MOIC: FEP flows after the exercise month (outflows + inflows, rows 164 + 171) | k€ | 12084.2151
MOIC: paid-in capital to the exercise month (rows 164 + 171 excl. signing fee / DD rows 158–159) | k€ | -5033.1828
MOIC: community effect = live share × (−XC1A − XC1B) if exercised by the RtB sale (Inputs E57) | k€ | 0
HTM hold: community effect = live share × FEP share × (−flows after the year − paid-in to it) | k€ | 0
Sale at COD: FEP 100 % flows after the exercise year (rows 335–339 + proceeds G372 × row 334) | k€ | -113875.1622
Sale at COD: paid-in capital to the exercise year (rows 335–339 excl. signing fee / DD row 17) | k€ | -5033.1828
Sale at COD: community effect = live share × (−XC3A − XC3B) if exercised before the COD year | k€ | 0
Sale at COD: FEP cash (HTM G346) − 100 % contributions − proceeds (the community's effect, from the sheet) | k€ | 0

## Dashboard
HUN Onshore Wind – MOIC model v5
Dashboard – results only. All inputs and the route / tender-scenario selectors are on the Control Panel; sections 1 onwards show results.
| Live: case / tender scenario (set on the Control Panel) → |  | FEP base case | Current bid
| 1. Headline returns – sell at RTB (active case) vs hold-to-maturity with European / Chinese turbine |  | Sell at RTB | HTM – European turbine | HTM – Chinese turbine
| Active case | Name | Case 1 – FEP base case | Case 2 – European turbine | Case 3 – Chinese turbine
| Case description | Text | 150 k€/MW RTB premium × 100 MVA net, sale 6 months after RTB | 950 k€/MW, 60% debt, PPA 92 €/MWh | 500 k€/MW, 50% debt, PPA 92 €/MWh
| Successful capacity – net grid / gross wind | MW | 100 / 130 | 100 / 130 | 100 / 130
| Exit / price basis | k€/MW ¦ €/MWh | 150 | 137.3036 | 137.3036
| Gross proceeds / lifetime revenue | k€ | 33037.4444 | 1222951.9476 | 1222951.9476
| FEP net profit (pre-tax) – MOIC basis (after signing fee, DD, guarantee fees; before cost of capital) | k€ / mHUF | 6 651 / 2 428 | 660 963 / 241 252 | 749 841 / 273 692
| FEP net profit (pre-tax) – Case B: with cost of capital | k€ / mHUF | 4 180 / 1 526 | - | -
| FEP net profit (post-tax) – MOIC basis (MOIC G182; basis of headline MOIC / IRR) | k€ / mHUF | 6 528 / 2 383 | 599 997 / 218 999 | 680 876 / 248 520
| FEP net profit (post-tax) – Case B: with cost of capital | k€ / mHUF | 4 057 / 1 481 | - | -
| FEP MOIC | x | 1.2474 | 6.3494 | 8.0159
| FEP IRR (post-tax) | % | 19.37% | 10.27% | 13.34%
| FEP NPV (post-tax) at NPV / Equity rate (Inputs E253) | k€ | 3016.2863 | 36543.679 | 75469.7989
| FEP NPV / Equity (NPV ÷ PV of equity invested) | x | 0.13558 | 0.43379 | 1.0278
| Project IRR – unlevered, post-tax | % | n/a | 9.405% | 12.33%
| FEP peak cumulative exposure | k€ | 26346.9703 | 112160.6941 | 97047.1346
| FEP peak cumulative exposure | mHUF | 9616.6442 | 40938.6533 | 35422.2041
| Economic profit (RTB) / project NPV (HTM) | k€ | 4073.9306 | 29279.0571 | 72532.7924
| Timeline | Text | Jul-26 → RTB Jun-29 → sale Dec-29 | COD Sep-31 → capex 2 189 k€/MW → payback 2043 | COD Sep-31 → capex 1 562 k€/MW → payback 2040
| Integrity checks | Status | ALL OK | ALL OK | ALL OK
Sell-at-RTB column follows the active case (Inputs E6). European / Chinese columns (F–G) link to section 11 (live – Control Panel data table, active tender scenario). Tender local-benefit commitments (20 k€/MW one-off at COD, 2 €/MWh on generation) sit in HTM only; a buyer at RTB inherits them, so read the RTB premium as gross of the 20 k€/MW.
| 2. FEP sources & uses to exit (cash actually funded by FEP; k€ and mHUF at Inputs FX) |  |  |  |  | FEP profit – two cases (sale 31/12/2029; Interest pause 30/06/2029 – 01/01/2030) |  |  | Case A: profit bridge – before deal costs, guarantee fees and cost of capital (not a headline) | Case B: with cost of capital
| Uses |  | k€ | mHUF |  | Interest on recoverable loan (12 % per line to the RtB sale, interest pause excluded: cash TSO bond, connection fees, participation fee) |  | k€ | 1569.4911 | 1569.4911
| DD and transaction costs | k€ | 150 | 54.75 |  | Interest on at-risk loan (20%) |  | k€ | 0 | 0
| Signing fee | k€ | 250 | 91.25 |  | Return on at-risk devex and land: MAX(20 % to the RtB sale excl. the pause, 2×) – principal × 1 |  | k€ | 3087.8459 | 3087.8459
| Devex (FEP-funded share, incl. land costs reimbursed by buyer at RtB exit) | k€ | 3087.8459 | 1127.0638 |  | Interest on bank-guaranteed securities (6%) |  | k€ | 1253.9195 | 1253.9195
| Securities and connection fee – cash posted, net of pre-sale refunds (FEP share) | k€ | 21428.7025 | 7821.4764 |  | Total interest earned by FEP |  | k€ | 5911.2565 | 5911.2565
| Bank guarantee fees | k€ | 1469.8637 | 536.5003 |  | FEP 70% share of distributable proceeds |  | k€ | 5288.544 | 5288.544
| Total uses | k€ | 26386.4121 | 9631.0404 |  | Less: devex and participation fee carried by FEP (not repaid; land costs repaid by buyer at RtB exit added back) |  | k€ | -2678.9045 | -2678.9045
[6 empty] | FEP profit before costs of capital and deal costs |  | k€ | 8520.896 | 8520.896
| Sources |  | k€ | mHUF |  | Less: signing fee |  | k€ | 0 | -250
| FEP equity (signing fee + transaction costs) | k€ | 400 | 146 |  | Less: DD and transaction costs |  | k€ | 0 | -150
| FEP shareholder loan – recoverable (refunded if the project fails) | k€ | 21412.2641 | 7815.4764 |  | Less: bank guarantee fees (guarantee price on guaranteed securities) |  | k€ | 0 | -1469.8637
| FEP shareholder loan – at-risk (devex and land costs; all deposits and grid bonds are refunded on failure) | k€ | 3104.2843 | 1133.0638 |  | Less: cost of capital on cash-funded items (Inputs E72) |  | k€ | 0 | -2471.1748
| FEP direct funding of guarantee fees | k€ | 1469.8637 | 536.5003 |  | FEP net profit (pre-tax) |  | k€ | 8520.896 | 4179.8575
| Total sources | k€ | 26386.4121 | 9631.0404 |  | Less: corporate income tax – actual tax per MOIC G174 (70% share gain exempt under participation exemption, Inputs E14; interest and top-up taxable) |  | k€ | -122.6239 | -122.6239
| Sources = Uses | Check | OK |  |  | FEP net profit (post-tax) |  | k€ | 8398.2721 | 4057.2336
| Memo: expected buyer reimbursement of securities and connection fee at exit | k€ | 21837.6439 | 7970.74 |  | Check: Case B excl. cost of capital ties to MOIC net cash flow (G172 / G182, before the community purchase right, MOIC G284:G286) |  | Check |  | OK
| Memo: at-risk spend to RTB (total uses less reimbursable securities) | k€ | 4548.7682 | 1660.3004
| Memo: contingent exposure if every bank guarantee is called (cash invested + guarantee-backed securities) | k€ | 34274.7683 | 12510.2904
Tie-out vs BORA Devex file 01-Oct-26 (HISTORIC snapshot: column J typed from that file – freeze 30/06/2029, exit 31/12/2029). Current reconciliation vs BORA_Devex_20261002_BG: CHECKS §14
| 3. Exit proceeds waterfall (€k) – active case |  | k€ | mHUF |  | Bucket |  | Devex file 01-Oct-26 (historic, typed) | Our model | Difference
| RTB premium proceeds | k€ | 15000 | 5475 |  | Devex principal incl. contingency and participation fee (carried by FEP; land excluded – reimbursed by buyer) |  | 2678.6602 | 2678.9045 | 0.24435
| Recovery of securities and connection fee (buyer reimbursement) | k€ | 21837.6439 | 7970.74 |  | 12% interest – cash TSO bond + connection fees + participation fee |  | 3012.0184 | 1569.4911 | -1442.5272
| Total proceeds | k€ | 36837.6439 | 13445.74 |  | 6% interest – bank-guaranteed securities |  | 2464.1755 | 1253.9195 | -1210.256
| Less: sale costs | k€ | -500 | -182.5 |  | 20% at-risk devex and land – minimum 2× (return on principal) |  | 3087.8237 | 3087.8459 | 0.022214
| Less: repayment of recoverable loans | k€ | -22975.8938 | -8386.2012 |  | Total FEP interest |  | 8564.0176 | 5911.2565 | -2652.7611
| Less: repayment of unrecoverable loans | k€ | -425.3797 | -155.2636 |  | DSA / developer success fee |  | 1590.2778 | 1033.6806 | -556.5972
| Less: minimum-return top-up | k€ | -3093.7074 | -1129.2032 |  | Sale costs |  | 500 | 500 | 0
| Less: interest on bank-guaranteed securities (FEP + Developer) | k€ | -1253.9195 | -457.6806 |  | Distributable proceeds (premium − sale costs − interest − DSA) |  | 19345.7075 | 7555.0629 | -11790.6446
| Less: developer success fee | k€ | -1033.6806 | -377.2934 |  | FEP 70% share |  | 13541.9952 | 5288.544 | -8253.4512
| Distributable proceeds | k€ | 7555.0629 | 2757.598 |  | FEP profit, interest + share − devex (Case A) |  | 19427.3498 | 8520.896 | -10906.4538
| To FEP | k€ | 5288.544 | 1930.3186 |  | Case B deductions: signing, DD, guarantee fees, cost of capital (not in Devex file – our figures applied to both columns) |  | -4341.0385 | -4341.0385 | 0
| To Developer | k€ | 2266.5189 | 827.2794 |  | FEP net profit pre-tax (Devex = Case A; ours = Case B) |  | 15086.3113 | 4179.8575 | -10906.4538
Column J is a typed snapshot of the BORA Devex file of 01-Oct-26 (historic). The model has moved since (COD Sep-2031 → sale 31/03/2030, interest pause to 01/01/2030, BORA_Devex waterfall), so the differences are not errors. At the inputs of BORA_Devex_20261002_BG the model reproduces that file exactly (tools/devex_recon.py, CHECKS §14).
4. FEP returns sensitised to RTB sale premium (all other inputs at the active case)
| RTB sale premium | k€/MW | 50 | 75 | 100 | 125 | 150 | 175 | 200
| FEP net profit | k€ | -471.5916 | 1278.4084 | 3028.4084 | 4778.4084 | 6528.4084 | 8278.4084 | 10028.4084
| FEP net profit | mHUF | -172.1309 | 466.6191 | 1105.3691 | 1744.1191 | 2382.8691 | 3021.6191 | 3660.3691
| MOIC | x | 0.98213 | 1.0484 | 1.1148 | 1.1811 | 1.2474 | 1.3137 | 1.3801
| IRR (post-tax) | % | -1.491% | 3.976% | 9.271% | 14.4% | 19.37% | 24.2% | 28.88%
| FEP NPV / Equity | x | -0.10621 | -0.045766 | 0.014682 | 0.075131 | 0.13558 | 0.19603 | 0.25648
| Sense check: buyer unlevered post-tax IRR at this price (HTM 14b) | % | 11.65% | 11.5% | 11.37% | 11.23% | 11.1% | 10.97% | 10.84%
| Sense check: buyer levered equity IRR at this price (HTM 14c) | % | 13.04% | 12.82% | 12.62% | 12.42% | 12.23% | 12.04% | 11.86%
| Active case marker | [5 empty] | ◄ active
Only exit proceeds move across the columns; devex, deposits, loans and timing are held at the active case. Recovery of securities is assumed identical in every column.
5. Tender securities and grid connection – summary (Deposits sheet)
| Gross securities and fees – model capacity | mHUF | 11534.6264
| Actually payable after netting – model capacity | mHUF | 10700.7264
| Actually payable – model capacity | k€ | 29317.0586
| Included in FEP cash flows (pre-sale instalments) | k€ | 29317.0586
| Of which cash-settled | k€ | 21428.7025
| Of which guarantee-backed | k€ | 7888.3562
| Reconciliation to source table at 280 MW | Status | n/a – inputs differ from BORA_Devex source
6. Integrity checks (from MOIC block 14)
| Deposits schedule reconciles to source table at reference capacity |  | n/a – inputs differ from BORA_Devex source
| FEP recoverable loan closes to nil |  | OK
| FEP unrecoverable loan closes to nil |  | OK
| Developer loans close to nil |  | OK
| Guarantee balance nil at end of grid |  | OK
| Proceeds conserved through the cash flows: FEP inflows (rows 166–170) + developer inflows (rows 209–213) + sale costs = total proceeds G145 |  | OK
| Developer's take through its cash flows (rows 212 + 213) = MAX(0, success fee + distributable × Inputs E34) – BORA_Devex V44 with the floor |  | OK
| Devex spent equals Devex_FEP total (BORA Devex line items) |  | OK
| Success fee within cap (Inputs E37 × installed wind MW Inputs E29) |  | OK
| Sale month inside the grid |  | OK
| All included deposit payments fall inside the grid |  | OK
| Key outputs are numeric |  | OK
| Sensitivity ties to live case at the live premium (n/a while the community purchase right is live – the sensitivity is before it) |  | OK
| Case selector valid (1–10) |  | OK
| FEP net cash flow ties (outflows + inflows) |  | OK
| Every claim deducted in full (G155 = 0; BORA_Devex – no priority, no floor) |  | OK
| OVERALL STATUS (rows 254–269 and the Tender checks in row 271; no WARNING state since round 5 – the economic outcome is an info line: MOIC G156, HTM G380, Run_Map row 54) |  | ALL OK
7. HTM (build & operate) returns – active case, nominal k€ (HTM sheet; estimates in yellow on Inputs sections I–P)
| Price source in use | Text | Aurora curve (Curves)
| Capex incl. connection fee | k€ | 218911.8874 | 79902.8389 | mHUF
| Capex per MW (all-in) | k€/MW | 2189.1189
7a. Capex breakdown – all construction capex items, per MW and total (Inputs J, Deposits, Inputs Q)
| Item | Basis | k€/MW | Total k€ | % of total
| Turbine supply incl. transport | per MW | 1235 | 123500 | 56.42%
| Turbine installation and erection | per MW | 104 | 10400 | 4.751%
| Turbines (WTG) subtotal |  | 1339 | 133900 | 61.17%
| Foundations | per MW | 117 | 11700 | 5.345%
| Balance of plant – civil (roads, crane pads, drainage) | per MW | 91 | 9100 | 4.157%
| Balance of plant – electrical (MV cabling, internal grid) | per MW | 78 | 7800 | 3.563%
| On-site substation and 132 kV bay | lump sum | 120 | 12000 | 5.482%
| Balance of plant subtotal |  | 406 | 40600 | 18.55%
| Owner's costs, engineering, PM, construction insurance | per MW | 52 | 5200 | 2.375%
| Land purchase / easements at NTP | per MW | 19.5 | 1950 | 0.8908%
| Contingency (Inputs E162, on wind lines above) | % of wind lines | 90.825 | 9082.5 | 4.149%
| Wind farm capex subtotal |  | 1907.325 | 190732.5 | 87.13%
| BESS (Inputs E159 × BESS MW E20; no contingency, no BESS revenue modelled) | per MW BESS | 60 | 6000 | 2.741%
| Capex excl. connection fee |  | 1967.325 | 196732.5 | 89.87%
| Grid connection fee – indirect (Deposits, net of TSO application bond) | Deposits | 187.8666 | 18786.6592 | 8.582%
| Grid connection fee – direct | Deposits | 13.9273 | 1392.7282 | 0.6362%
| Municipal one-off contribution (tender commitment) | per MW | 20 | 2000 | 0.9136%
| Total construction capex |  | 2189.1189 | 218911.8874 | 100%
| Memo: IDC capitalised (HTM row 79) | HTM | 64.3007 | 6430.0704
| Memo: senior debt upfront fees (HTM row 85) | HTM | 31.6931 | 3169.3072
| Total funding requirement incl. financing costs |  | 2285.1126 | 228511.265
| Check: total ties to HTM total capex (HTM G30) | Check |  | OK
| Debt at COD / gearing | k€ | 126831.6085 | 55% | gearing
| Lifetime net generation | GWh | 8906.9173
| Average achieved price | EUR/MWh | 146.1666
| Lifetime revenue | k€ | 1301893.8088 | 475191.2402 | mHUF
| Average EBITDA margin | % | 78.88%
| LCOE (unlevered discount rate) | EUR/MWh | 100.954
| Project IRR – unlevered, pre-tax | % | 11.72%
| Project IRR – unlevered, post-tax | % | 11.03%
| Project NPV – unlevered post-tax | k€ | 60576.6107 | 22110.4629 | mHUF
| Equity IRR – levered, post-tax | % | 12.12%
| Minimum DSCR | x | 1.6664
| FEP equity IRR | % | 12.12%
| FEP net cash over life | k€ | 680064.2231 | 248223.4414 | mHUF
| FEP peak cumulative exposure | k€ | 121934.8006 | 44506.2022 | mHUF
| FEP MOIC | x | 6.5773
| FEP NPV / Equity (NPV ÷ PV of equity invested, Inputs E253) | x | 0.71961
| Buyer IRR – unlevered, post-tax (buys at RTB price, builds & operates) | % | 11.1%
| Buyer equity IRR – levered, post-tax | % | 12.23%
| Implied max RTB premium – buyer unlevered NPV = 0 at Inputs E224 | k€/MW | 923.1497
| Implied max RTB premium – buyer equity NPV = 0 at Inputs E225 | k€/MW | 987.8957
| Payback year | Year | 2041
| HTM integrity checks | Status | ALL OK
| Compare: sell-at-RTB FEP IRR / MOIC | % / x | 19.37% | 1.2474 | MOIC
| Tender commitments: municipal one-off (capex) / annual community (lifetime opex) | k€ | 2000 | 17813.8345 | k€ lifetime
8. HTM sensitivities – unlevered pre-tax project IRR / NPV (HTM block 13; analytical, tax not re-run)
| Achieved price vs base | Multiplier | €/MWh | Pre-tax IRR | NPV k€
| Price 70% | 70% | 102.3166 | 7.12% | -16113.8458
| Price 80% | 80% | 116.9333 | 8.765% | 14640.5505
| Price 90% | 90% | 131.5499 | 10.29% | 45394.9467
| Price 100% | 100% | 146.1666 | 11.72% | 76149.343
| Price 110% | 110% | 160.7833 | 13.08% | 106903.7393
| Price 120% | 120% | 175.3999 | 14.39% | 137658.1356
| Price 130% | 130% | 190.0166 | 15.66% | 168412.5318
| Construction capex vs base | Multiplier | k€/MW | Pre-tax IRR | NPV k€
| Capex 80% | 80% | 1751.2951 | 14.16% | 108036.6676
| Capex 90% | 90% | 1970.207 | 12.84% | 92093.0053
| Capex 100% | 100% | 2189.1189 | 11.72% | 76149.343
| Capex 110% | 110% | 2408.0308 | 10.75% | 60205.6807
| Capex 120% | 120% | 2626.9426 | 9.902% | 44262.0184
| Break-even average achieved price (pre-tax NPV = 0 at unlevered rate) | €/MWh | 109.9751
| Base-case average achieved price | €/MWh | 146.1666
9. HTM gearing sensitivity – FEP equity returns vs senior-debt gearing (HTM block 15; 10-yr annuity, 1.75% fee)
| Scenario | Gearing | Debt at COD k€ | FEP equity IRR | FEP NPV / Equity | Min DSCR | DSCR vs Inputs E251
| Gearing scenario 1 | 0% | 0 | 11.03% | 0.35791 | n/a | n/a
| Gearing scenario 2 | 30% | 69180.8773 | 11.55% | 0.49993 | 3.0314 | OK
| Gearing scenario 3 | 40% | 92241.1698 | 11.76% | 0.57109 | 2.2804 | OK
| Gearing scenario 4 | 50% | 115301.4622 | 11.99% | 0.66272 | 1.8299 | OK
| Gearing scenario 5 | 55% | 126831.6085 | 12.12% | 0.71919 | 1.666 | OK
| Gearing scenario 6 | 60% | 138361.7547 | 12.25% | 0.78513 | 1.5295 | OK
| Gearing scenario 7 | 70% | 161422.0471 | 12.54% | 0.9501 | 1.3149 | BELOW
| Minimum gearing to reach the target FEP equity IRR (Inputs E252) | % | 0%
| Maximum gearing at the lender minimum DSCR (Inputs E251) | % | 61.37%
10. HTM lender structuring and downside case (HTM rows 86–89, block 16)
| Gearing (live case) | % | 55%
| DSRA – months of next year's debt service (funded at COD by equity) | months | 6
| Cash sweep – share of excess cash (operating years 1–5, Inputs E270) | % | 50%
| Total cash sweep prepayments | k€ | 28698.3388
| Base case – minimum DSCR | x | 1.6664
| Downside (Aurora Low + P90) – minimum DSCR | x | 0.91023
| Downside DSCR test vs Inputs E274 | Status | BELOW – debt would be sized down
| Downside – average achieved price | €/MWh | 84.492
| Downside – FEP equity IRR (approx.) | % | 5.535%
| Downside – FEP NPV / Equity at Inputs E253 (approx.) | x | -0.32826
11. Turbine case comparison – European vs Chinese turbine (HTM build & operate, FEP view)
Live: hold-to-maturity European / Chinese runs of the active tender scenario from the Control Panel data table (section f), recalculated by Excel.
| Metric | Unit | European (Case 2) | Chinese (Case 3) | Δ EU – CN | Advantage | Better if
Capex & funding
| Turbine supply incl. transport | k€/MW | 950 | 500 | 450 | – | –
| Capex per MW (all-in incl. grid connection fee) | k€/MW | 2189.1189 | 1562.2689 | 626.85 | Chinese | Lower
| Total capex incl. grid connection fee | k€ | 218911.8874 | 156226.8874 | 62685 | Chinese | Lower
| Gearing (senior debt / total capex) | % | 60% | 50% | 10% | – | –
| Senior debt at COD | k€ | 138361.7547 | 82285.1092 | 56076.6455 | – | –
Generation & revenue
| Lifetime net generation | GWh | 8906.9173 | 8906.9173 | 0 | Equal | Higher
| Average achieved price (lifetime) | €/MWh | 137.3036 | 137.3036 | 0 | Equal | Higher
| Lifetime revenue | k€ | 1222951.9476 | 1222951.9476 | 0 | Equal | Higher
| Average EBITDA margin | % | 77.65% | 77.65% | 0% | Equal | Higher
| LCOE (unlevered discount rate) | €/MWh | 100.6401 | 81.4397 | 19.2004 | Chinese | Lower
FEP returns (HTM, post-tax unless stated)
| FEP net profit (pre-tax) | k€ | 660963.0578 | 749841.0523 | -88877.9946 | Chinese | Higher
| FEP net profit (post-tax) | k€ | 599996.5832 | 680875.5583 | -80878.9751 | Chinese | Higher
| FEP equity IRR | % | 10.27% | 13.34% | -3.069% | Chinese | Higher
| FEP equity NPV (Inputs E253 rate) | k€ | 36543.679 | 75469.7989 | -38926.1199 | Chinese | Higher
| FEP NPV / Equity | x | 0.43379 | 1.0278 | -0.59398 | Chinese | Higher
| FEP MOIC | x | 6.3494 | 8.0159 | -1.6665 | Chinese | Higher
| FEP peak cumulative exposure | k€ | 112160.6941 | 97047.1346 | 15113.5595 | Chinese | Lower
| Payback year | Year | 2043 | 2040 | 3 | Chinese | Lower
Project returns
| Project IRR – unlevered, pre-tax | % | 9.952% | 13.06% | -3.108% | Chinese | Higher
| Project IRR – unlevered, post-tax | % | 9.405% | 12.33% | -2.922% | Chinese | Higher
| Project NPV – unlevered, post-tax | k€ | 29279.0571 | 72532.7924 | -43253.7353 | Chinese | Higher
| Equity IRR – levered, post-tax (100%) | % | 10.27% | 13.34% | -3.069% | Chinese | Higher
Debt
| Minimum DSCR (base) | x | 1.2107 | 1.9916 | -0.7809 | Chinese | Higher
| Minimum DSCR – lender downside (Aurora Low + P90) | x | 1.0732 | 1.7646 | -0.69141 | Chinese | Higher
Status
| HTM integrity checks | Status | ALL OK | ALL OK | – | – | –
| Live check vs model (only when Inputs E6 = 5 or 6) | Status | n/a – case 1 active | n/a – case 1 active
12. Tornado – FEP equity IRR (post-tax) sensitivity: one driver flexed at a time, all else at case values
SNAPSHOT 2026-10-01. Bars start at the case base IRR and end at the flexed IRR; labels show the input moved and by how much. Market-standard set: capex, opex, energy yield, power price ±10%; availability −2%/+1%; opex inflation ±1pp; COD +6 months; life −5 yrs (35 yrs not possible – model horizon ends 2061); EU only: PPA price ±10%, interest ±100bp.
12a. European turbine (Case 2) – 950 k€/MW, 60% debt, PPA 92 €/MWh, 100% PPA – tornado values below: typed snapshot of an earlier run
| Case base: FEP equity IRR / FEP equity NPV (k€) |  | 10.78% | 78246.723
| Driver (flex) | Base input | Downside input | Upside input | FEP IRR downside | FEP IRR upside | Δ downside | Δ upside | Swing | Chart label
| Energy yield (P50 hours) ±10% | 2 706 h (P50) | 2 435 h | 2 977 h | 9.447% | 12.05% | -1.335% | 1.267% | 2.603% | Energy yield (P50 hours) ±10% (2 435 h / 2 977 h)
| Construction capex (excl. grid fee) ±10% | 1 745 k€/MW | 1 899 k€/MW | 1 592 k€/MW | 9.964% | 11.7% | -0.8179% | 0.9158% | 1.734% | Construction capex (excl. grid fee) ±10% (1 899 k€/MW / 1 592 k€/MW)
| PPA price ±10% | 90 €/MWh | 81 €/MWh | 99 €/MWh | 10.06% | 11.53% | -0.7187% | 0.7456% | 1.464% | PPA price ±10% (81 €/MWh / 99 €/MWh)
| Merchant power price (Aurora Central) ±10% | Ø 136,1 €/MWh | Ø 125,8 €/MWh achieved | Ø 146,5 €/MWh achieved | 10.08% | 11.43% | -0.7064% | 0.6472% | 1.354% | Merchant power price (Aurora Central) ±10% (Ø 125,8 €/MWh achieved / Ø 146,5 €/MWh achieved)
| Operating life −5 years | 30 years | 25 years | – | 10.14% | 10.78% | -0.6428% | 0% | 0.6428% | Operating life −5 years (25 years)
| Opex inflation ±1pp | 2,5% p.a. | 3,5% p.a. | 1,5% p.a. | 10.51% | 11.01% | -0.2764% | 0.2307% | 0.5072% | Opex inflation ±1pp (3,5% p.a. / 1,5% p.a.)
| Interest rate ±100bp | 5,0% | 6,0% | 4,0% | 10.56% | 11% | -0.2265% | 0.217% | 0.4435% | Interest rate ±100bp (6,0% / 4,0%)
| COD delay +6 months | COD Jun-31 (snapshot 01-Oct-26; live COD Sep-31) | COD Dec-31 | – | 10.37% | 10.78% | -0.4165% | 0% | 0.4165% | COD delay +6 months (COD Dec-31)
| Availability −2% / +1% | model haircut 0% | −2% (2 652 h) | +1% (2 733 h) | 10.52% | 10.91% | -0.2605% | 0.1291% | 0.3895% | Availability −2% / +1% (−2% (2 652 h) / +1% (2 733 h))
| Opex ±10% | case opex | +10% all opex lines | −10% all opex lines | 10.6% | 10.97% | -0.1853% | 0.1841% | 0.3694% | Opex ±10% (+10% all opex lines / −10% all opex lines)
12b. Chinese turbine (Case 3) – 500 k€/MW, 50% debt, PPA 92 €/MWh, 100% PPA – tornado values below: typed snapshot of an earlier run
| Case base: FEP equity IRR / FEP equity NPV (k€) |  | 15.13% | 191875.8053
| Driver (flex) | Base input | Downside input | Upside input | FEP IRR downside | FEP IRR upside | Δ downside | Δ upside | Swing | Chart label
| Merchant power price (Aurora Central) ±10% | Ø 145,5 €/MWh | Ø 131,0 €/MWh achieved | Ø 160,1 €/MWh achieved | 13.48% | 16.71% | -1.647% | 1.578% | 3.225% | Merchant power price (Aurora Central) ±10% (Ø 131,0 €/MWh achieved / Ø 160,1 €/MWh achieved)
| Energy yield (P50 hours) ±10% | 2 706 h (P50) | 2 435 h | 2 977 h | 13.6% | 16.6% | -1.534% | 1.475% | 3.009% | Energy yield (P50 hours) ±10% (2 435 h / 2 977 h)
| Construction capex (excl. grid fee) ±10% | 1 273 k€/MW | 1 379 k€/MW | 1 167 k€/MW | 14.24% | 16.13% | -0.8902% | 0.9968% | 1.887% | Construction capex (excl. grid fee) ±10% (1 379 k€/MW / 1 167 k€/MW)
| COD delay +6 months | COD Jun-31 (snapshot 01-Oct-26; live COD Sep-31) | COD Dec-31 | – | 14.48% | 15.13% | -0.6473% | 0% | 0.6473% | COD delay +6 months (COD Dec-31)
| Availability −2% / +1% | model haircut 0% | −2% (2 652 h) | +1% (2 733 h) | 14.83% | 15.28% | -0.3016% | 0.1499% | 0.4516% | Availability −2% / +1% (−2% (2 652 h) / +1% (2 733 h))
| Opex inflation ±1pp | 2,5% p.a. | 3,5% p.a. | 1,5% p.a. | 14.93% | 15.31% | -0.2036% | 0.1756% | 0.3792% | Opex inflation ±1pp (3,5% p.a. / 1,5% p.a.)
| Opex ±10% | case opex | +10% all opex lines | −10% all opex lines | 14.95% | 15.31% | -0.1831% | 0.1822% | 0.3654% | Opex ±10% (+10% all opex lines / −10% all opex lines)
| Operating life −5 years | 30 years | 25 years | – | 14.85% | 15.13% | -0.2766% | 0% | 0.2766% | Operating life −5 years (25 years)

## Inputs
HUN Onshore Wind – MOIC model v5
Inputs – all static inputs. Column E = active case (picks case column G:P; falls back to case 1 if the selected case cell is blank).
Blue on cream = input. Black = calculated. Green = link from another sheet. Yellow fill = key assumption to confirm. Amber fill = awaiting input.
|  | Input | Unit | Active case | Note | Case 1 | Case 2 | Case 3 | Case 4 | Case 5 | Case 6 | Case 7 | Case 8 | Case 9 | Case 10
|  | Case # | # | 1 | Set on the Control Panel (E8 route; data-table driver E10) | 1 | 2 | 3 | 4 | 5 | 6 | 7 | 8 | 9 | 10
|  | Case name | Name | FEP base case |  | FEP base case | European turbine | Chinese turbine | No deposit recovery at exit | IC deck basis (280 MW, 70/30 JV) | All deposits cash-settled | Sale at COD, European turbine | Sale at COD, Chinese turbine | Spare | Spare
|  | Case description | Text | FEP funds 100%, 70/30 JV on proceeds, 200 MW, aligned to BORA Devex 29/09/2026 |  | FEP funds 100%, 70/30 JV on proceeds, 200 MW, aligned to BORA Devex 29/09/2026 | Turbine supply 950 k€/MW, 60% gearing, 100% of output under a 90 €/MWh PPA (10 yrs, 1% p.a. indexation), Aurora Central merchant tail | Turbine supply 500 k€/MW, 50% gearing, 100% of output under a 90 €/MWh PPA (10 yrs, 1% p.a. indexation), Aurora Central merchant tail | As case 1 but buyer does not reimburse securities / connection fee | Portfolio 280 MW, JV 70/30 live, success fee live | As case 1 but no bank guarantees | No RTB exit. Build with European turbine (as case 2), 60% gearing, 90 €/MWh PPA; sell 100% of the SPV at the project's COD (Bora: Sep-2031 override) at the Tender price per gross MW net of clipping and of the post-COD promise costs (enterprise value; senior debt repaid from proceeds). | No RTB exit. Build with Chinese turbine (as case 3), 50% gearing, 90 €/MWh PPA; sell 100% of the SPV at the project's COD (Bora: Sep-2031 override) at the Tender price per gross MW net of clipping and of the post-COD promise costs (enterprise value; senior debt repaid from proceeds).
| x | A. Macro
|  | EUR / HUF | HUF/EUR | 365 | Single FX for the whole model (also used for mHUF reporting outputs). | Case 1 1: 365
|  | Hungary corporate income tax | % | 9% | Applied to positive cumulative profit at sale, less any gain exempted by the participation exemption (E14). | bar: Case 1 1
|  | Cost of capital for economic profit | % | 8% | Monthly charge on the negative cumulative equity position. Linked to the single discount rate (Inputs row 253 ← Control Panel section c), per decision 02-Oct-26 (Open_Items #10). Previously 8.9% typed. | bar: Case 1 1
|  | Participation exemption on RtB share sale (1 = gain on shares exempt) | Switch | 100% | 1 = the share of distributable proceeds (gain on the SPV/JV shares) is exempt from CIT under the Hungarian participation exemption (bejelentett részesedés): shareholding notified to NAV within 75 days of acquisition and held ≥ 1 year before sale (investment date E27 to sale ≈ 3 years). Interest, 2× top-up and loan returns stay taxable at E12. 0 = flat E12 on all profit at sale. | Case 1 1: 100%
| x | B. Capacity, acquisition and exit timing
|  | Gross capacity entered in tender | MW | 100 | Bid-stage items (participation fee, bid bond) scale with this. | Case 1 1: 100; Case 5 5: 280
|  | Conversion rate (capacity awarded and taken to RTB) | % | 100% | Post-award items and exit proceeds scale with successful capacity. | Case 1 1: 100%
|  | Successful capacity | MW | 100
|  | Failed capacity | MW | 0 | Devex on failed capacity is still spent; its bid bond is refunded at award if the switch below is on.
|  | BESS connection capacity (gross) | MW | 30 | BESS power rating entered in the tender. FEP workbook assumes 100 MW (50% of wind). | Case 1 1: 30
|  | BESS duration | Hours | 4 | Storage hours at rated power – linked to Tender J16 (active tender strategy; 4 h in every strategy, Munka1 0.25C) | Case 1 1: 4
|  | BESS storage capacity (gross) | MWh | 120 | Drives the BESS leg of the security base at the bid stage.
|  | BESS storage capacity (successful) | MWh | 120 | Post-award BESS base; scales with the same conversion rate as wind.
|  | Signing fee to current owners | k€ | 250 | Paid at month 0. | Case 1 1: 250; Case 5 5: 295
|  | Transaction / DD costs to FEP | k€ | 150 | Paid at month 0. | Case 1 1: 150
|  | Sale costs at exit | k€ | 500 | Deducted from proceeds in the waterfall. | Case 1 1: 500
|  | Investment date (month 0) | Date | 2026-07-31 | Start of the monthly grid; every month steps by EOMONTH. | Case 1 1: 2026-07-31
|  | Lag from RTB to sale | Months | 6 | RTB + 6 months = RtB sale (BORA Devex proposal; was 3). RTB 30/06/2029 → sale 31/12/2029 | Case 1 1: 6
|  | Gross installed wind capacity – successful (overbuild) | MW | 130 | Net successful MW (E18) × gross / net ratio of the project (row 297 ÷ row 281). Drives bid / performance bonds, turbine & BOP capex, generation, opex, decommissioning, the COD sale price and the developer success fee (DSA, DSA on installed MW per BORA_Devex – user 09-Oct-26). Grid fees, TSO bond and the RTB premium stay on net MW (E18; premium: switch row 149).
| x | C. Ownership and developer economics
|  | JV structure live (1 = 70/30 JV, 0 = FEP 100%) | Switch | 1 | Master switch. Also drives Assumptions!E8 on the HTM side. | bar: Case 1 1; Case 5 5
|  | FEP share of net proceeds if JV | % | 70% |  | Case 1 1: 70%
|  | FEP effective share of distributable proceeds | % | 70%
|  | Developer effective share | % | 30%
|  | Developer funds pro rata (1 = yes) | Switch | 0 | If on, the developer funds its share of both shareholder loans on the same terms. | Case 1 1: 0
|  | Developer success fee p.a. | k€/MW | 2.5 | DSA on installed MW per BORA_Devex – user 09-Oct-26: accrues pro rata to the sale on the installed wind MW (E29, BORA_Devex V37 = 2 500 €/MW × V6); settled at exit from proceeds (not funded to RTB). Cap E37 per the same MW. | Case 1 1: 2.5
|  | Success fee cap | k€/MW | 10 |  | Case 1 1: 10
|  | Success fee live | Switch | 1 | Fee only exists in the JV case.
| x | D. Milestone timing (drives RTB and sale dates). Milestone devex amounts (rows 41–48) are NO LONGER USED – devex comes from the BORA_Devex sheet via Devex_FEP.
|  | Milestone 1 devex | k€/MW | 0 | NOT USED since 29-Sep-2026 – kept for reference only (grouped). Devex = BORA Devex line items with their own payment dates (Devex_FEP / BORA_Devex).
|  | Milestone 2 devex | k€/MW | 0
|  | Milestone 3 devex | k€/MW | 0
|  | Milestone 4 devex | k€/MW | 0
|  | Milestone 5 devex | k€/MW | 0
|  | Milestone 6 devex | k€/MW | 0
|  | Total devex | k€/MW | 0
|  | Total devex on gross capacity | k€ | 0 | Spent on successful and failed capacity alike.
|  | Milestone 1 timing (months after previous) | Months | 0 | Months to RTB now 32 (E55), RTB 31/03/2029 (E56); spread evenly across the six milestones. | Case 1 1: 0
|  | Milestone 2 timing (months after previous) | Months | 6 |  | Case 1 1: 6
|  | Milestone 3 timing (months after previous) | Months | 6 |  | Case 1 1: 6
|  | Milestone 4 timing (months after previous) | Months | 6 |  | Case 1 1: 6
|  | Milestone 5 timing (months after previous) | Months | 7 |  | Case 1 1: 7
|  | Milestone 6 timing (months after previous) | Months | 7 |  | Case 1 1: 7
|  | Months from investment to RTB | Months | 35 | Milestone sum, or derived from the COD override (Inputs row 298 ← Control Panel section c; Bora Sep-2031)
|  | RTB date | Date | 2029-06-30
|  | Sale month (grid index) | Months | 41
|  | Sale date | Date | 2029-12-31
| x | E. FEP shareholder loans to HoldCo
|  | Recoverable loan interest (refundable securities) | % p.a. | 12% | Compounded monthly on the drawn balance. | Case 1 1: 12%
|  | Unrecoverable (at-risk) loan interest | % p.a. | 20% | Compounded monthly. | Case 1 1: 20%
|  | Minimum return on unrecoverable loan | x | 2 | Top-up paid from proceeds so the at-risk loan returns at least this multiple of principal. | Case 1 1: 2
|  | Interest pause start (no accrual after this date until the pause end, row 73) | Date | 2029-06-30 | Interest pause 30/06/2029 – 01/01/2030: no accrual in between (user 09-Oct-26) | Case 1 1: 2029-06-30
|  | Interest on bank-guaranteed securities (credited to FEP) | % p.a. | 6% | Accrues monthly-compounded on the guarantee-backed securities outstanding; paid to FEP (and Developer pro rata) from sale proceeds, like loan interest. | bar: Case 1 1
|  | At-risk loan return = flat multiple of principal (1) or 20% compounding with minimum (0) | Switch | 1 | 1 = flat 2× principal in the memo loan schedule (rows 126 / 130); 0 = 20 % compounding topped up to 2×. The waterfall claim (MOIC G131 / G280) always follows BORA_Devex column P: MAX(20 % growth to the exit excl. the pause, 2×) – 2× while the growth is below 2×. | bar: Case 1 1
|  | Devex basis – retired switch, keep at 1 (BORA Devex line items via Devex_FEP) | Switch | 1 | 1 = devex from the Devex_FEP sheet (BORA_Devex_20260925.xlsx FEP view, updated 29/09/2026). Land reservation fee and land purchase price (Devex rows 14–15) are paid by FEP and earn the 2× at-risk return; their principal is reimbursed by the buyer at RtB exit (not refunded if the project fails) – Devex_FEP J:K, MOIC row 20. RtB land (row 48), financial costs and G&A excluded. | bar: Case 1 1
|  | Contingency on FEP-borne devex (line-item basis) | % | 10% | Applied to FEP-borne devex on Devex_FEP. Devex file Y52: €2.65m including contingency. | Case 1 1: 10%
|  | Interest compounding: annual, BORA Devex convention (1) or monthly (0) | Switch | 1 | 1 = effective monthly rate (1+r)^(1/12)−1, equivalent to annual compounding as in the Devex file. 0 = nominal r/12. | bar: Case 1 1
|  | DSA / developer success fee accrual start (signing) | Date | 2026-10-26 | Signing 26/10/2026. Fee accrues pro rata (30/360) from here to the sale date at E36, capped at E37. | Case 1 1: 2026-10-26
|  | At-risk loan principal (devex) repaid from sale proceeds (1) or carried by FEP (0) | Switch | 0 | 0 = FEP carries its devex (only the 2× return is paid from proceeds), as in the Devex file. | Case 1 1: 0
|  | Standard cost of capital on FEP cash-funded items (Case B) | % p.a. | 8% | Linked to the model's standard cost of capital (Inputs E13, 8.9%). Opportunity cost on cash FEP funds (cash securities, connection fee, participation fee, devex), compounded to the sale date. Guarantee-backed items use the guarantee fee instead. | bar: Case 1 1
|  | Interest pause end (accrual resumes on this date; user 09-Oct-26) | Date | 2030-01-01 | Every interest / return accrual (securities 6 % / 12 %, participation fee, devex and land 20 % with the 2× minimum, shareholder-loan and guarantee interest) pauses from row 64 to here, then runs on to the exit date (RtB sale E58; COD sale E155). Not paused: success fee (BORA_Devex X37 = V37), bank guarantee fees. Exact while the pause ends on 1 January (each year keeps one stub); a pause ending mid-year splits that year into two simple stubs – cross-term r²·a·b/365², ≈ +0.8 % on a 20 % line for half a year each side – so a zero-length pause is not exactly the continuous accrual. | Case 1 1: 2030-01-01
| x | F. Tender securities and grid connection – unit rates (source: Bora_csatlakozási_biztosítékok_díjak.xlsx)
|  | Benchmark CAPEX – wind (csatlakozási díj alapdíj) | mHUF/MW | 406 | Wind leg of the %-driven security base. Matches the FEP workbook's 406 mHUF/MW. | Case 1 1: 406
|  | Bid bond rate (ajánlati biztosíték) | % of base | 0.5% | 0.5% of the bid-stage base (E91), no uplift – matches BORA Devex I6 (606 mHUF). | Case 1 1: 0.5%
|  | Performance bond rate (teljesítési biztosíték) | % of base | 2.5% |  | Case 1 1: 2.5%
|  | Supplementary security total rate (kiegészítő biztosíték) | % of base | 0% | 0 – no supplementary security (kiegészítő biztosíték) in this procedure: GYIK 70 (user 09-Oct-26; removed 07-Oct-26, was 5 %). Deposits rows 13–17 stay at 0; the Bora reconciliation excludes the source's supplementary lines (Deposits E50). | bar: Case 1 1
|  | Supplementary – 1st instalment share | % | 40% | 2030 COD: first annual instalment is double. | Case 1 1: 40%
|  | Supplementary – instalments 2–4 share (each) | % | 20% |  | Case 1 1: 20%
|  | Participation fee (részvételi díj) | mHUF per bid | 3 | Final tender: HUF 3.0m per bid (draft was 2.0m). Source: MEKH kiírás 30-Aug-26 via palyazatok.org, https://palyazatok.org/szeleromu-palyazat/ | Case 1 1: 3
|  | Number of separate bids (fee is per bid) | # | 2 | IC paper: BORA = 6 SPVs (5 × 50 MW + 1 × 30 MW). Case 1 keeps 6 bids at 200 MW as a conservative fee count. | Case 1 1: 2
|  | Connection request security (igénybejelentési biztosíték) | mHUF/MW | 4.5 | Cash only – the TSO bond cannot be posted as a bank guarantee; credited against the indirect connection fee. | Case 1 1: 4.5
|  | Connection fee – direct (csatlakozási díj – közvetlen) | mHUF/MW | 5.0835 | BORA_Devex_20261002_BG row 19 (unchanged since 25-Sep): direct connection fee 508,345,804 HUF (k€ 1,374 at 370 HUF/EUR in the example); expressed per MW so it scales with capacity. Paid on the connection fee date. | Case 1 1: 5.0835
|  | Connection fee estimate (csatlakozási díj) | mHUF/MW | 73.0713 | BORA_Devex_20261002_BG row 18: 73,071,306 HUF/MW (unchanged), booked net of the TSO bond. The example applies it to its 260 MW wind capacity (V6; k€ 48,915); the model to the net MVA (Inputs E18) – Bora 200 MVA: k€ 37,573 at 365 HUF/EUR. | Case 1 1: 73.0713
|  | Reference capacity of source table | MW | 200 | Used only for the reconciliation check on Deposits. | Case 1 1: 200
|  | Source gross total at reference capacity | mHUF | 22797.61 | From source table. | Case 1 1: 22797.61
|  | Source actually-payable total at reference capacity | mHUF | 21291.61 | From source table. | Case 1 1: 21291.61
|  | Benchmark CAPEX – BESS | mHUF/MWh | 200 | BESS leg of the %-driven security base. | Case 1 1: 200
|  | Performance bond uplift | x | 1.5 | Applies to the performance bond only, as in the BORA Devex file (I7 = 2.5% × base × uplift − bid bond). Linked to Tender J17 (ÖSZ-6 of the active strategy: S0 100% / S1 150% / S2 160% / S3 200% / S4 210%). The bid bond stays at 0.5% of the base and is credited against the performance bond. | Case 1 1: 1.5
|  | Security base – bid stage (gross) | mHUF | 76780 | Gross (overbuild) wind MW × benchmark CAPEX + BESS gross MWh × benchmark (wind leg on gross MW since 07-Oct-26)
|  | Security base – post-award (successful) | mHUF | 76780 | Performance bond applies to this. Supplementary bonds stay on the wind leg only, per the FEP build.
| x | G. Tender and grid milestone dates
|  | Bid submission (pályázat benyújtása) | Date | 2026-10-30 | Final tender: window 4 Sep – 30 Oct 2026 (draft was 1–18 Sep). Source: MEKH kiírás 30-Aug-26 via Világgazdaság/Portfolio, https://www.portfolio.hu/gazdasag/20260831/meg-csak-most-irtak-ki-a-szeltendert-de-maris-bearnyekolja-a-hazai-szelenergia-celokat-859412 | Case 1 1: 2026-10-30
|  | Award (eredményhirdetés) | Date | 2026-12-13 | Final tender: results by 13 Dec 2026 (draft was 2 Dec). Same source as above. | Case 1 1: 2026-12-13
|  | Connection request (igénybejelentés) | Date | 2026-12-30 | Within 15 days of award (linked: award + 14 days). | Case 1 1: 2026-12-30
|  | MGT acceptance | Date | 2027-04-01 |  | Case 1 1: 2027-04-01
|  | HCsSz signature (connection agreement) | Date | 2029-01-08 | Connection fee paid here. | Case 1 1: 2029-01-08
|  | Building permit obtained (építési engedély) | Date | 2028-03-13 | Drives the 50% supplementary refund and the step-down of later instalments. | Case 1 1: 2028-03-13
|  | COD – target (tender application) | Date | 2030-12-31 | TARGET, not a deadline. The binding dates are the earliest connection date (E237) and the COD deadline (E238), checked on E240 and E241. Slipping past this target is not a breach. | Case 1 1: 2030-12-31
|  | Performance bond payment deadline after award | Days | 17 |  | Case 1 1: 17
|  | Supplementary security April payment day | Day | 23 |  | Case 1 1: 23
|  | First April payment after MGT acceptance (dates the supplementary instalments – nil, GYIK 70) | Date | 2027-04-23
| x | H. Deposit mechanics
|  | Bid bond credited into performance bond (1 = yes) | Switch | 1 | Only the top-up is a new cash outflow; the bid bond is not released separately. | bar: Case 1 1
|  | Supplementary security refund / step-down ratio at building permit | % | 50% |  | Case 1 1: 50%
|  | Include instalments falling due after the sale in FEP cash flows (1 = yes) | Switch | 0 | Default 0: instalments after exit are the buyer's obligation. Set 1 to stress. | Case 1 1: 0
|  | Bid bond on failed capacity refunded at award (1 = yes) | Switch | 1 | Per tender rules the bid bond is refunded if the bid is unsuccessful. | bar: Case 1 1
|  | Bank guarantee margin (all-in over EURIBOR) | % | 3% | Reference cost: EURIBOR + 3.00% margin. Used only when E114 = 0. | bar: Case 1 1
|  | EURIBOR curve in use | Name | 1M EURIBOR Jul-26 | Must match a curve name on Curves. | Case 1 1: 1M EURIBOR Jul-26
|  | Assumed all-in guarantee rate – guarantee-backed securities | % p.a. | 6% | Applied rate for guarantee-backed lines. Overrides EURIBOR + margin when E114 = 1. | bar: Case 1 1
|  | Use assumed all-in rate (1) or EURIBOR + margin (0) | Switch | 1 | 1 = cost guarantees at E113 flat; 0 = cost at the selected EURIBOR curve (E112) + E111 margin. | bar: Case 1 1
| x | I. Settlement: cash deposit (1) or bank guarantee (0) – per line
|  | Részvételi díj | Switch | 1 | Fee – cash only; guarantee not applicable. | bar: Case 1 1
|  | Ajánlati biztosíték | Switch | 0 |  | Case 1 1: 0; Case 6 6: 1
|  | Teljesítési biztosíték | Switch | 0 |  | Case 1 1: 0; Case 6 6: 1
|  | Igénybejelentési biztosíték | Switch | 1 | bar: Case 1 1; Case 6 6
|  | Csatlakozási díj – közvetlen | Switch | 1 | bar: Case 1 1; Case 6 6
|  | Kiegészítő biztosíték 1. részlet | Switch | 0 |  | Case 1 1: 0; Case 6 6: 1
|  | Kiegészítő biztosíték 2. részlet | Switch | 0 |  | Case 1 1: 0; Case 6 6: 1
|  | Kiegészítő biztosíték 3. részlet | Switch | 0 |  | Case 1 1: 0; Case 6 6: 1
|  | Kiegészítő biztosíték 4. részlet | Switch | 0 |  | Case 1 1: 0; Case 6 6: 1
|  | Csatlakozási díj | Switch | 1 | bar: Case 1 1; Case 6 6
| x | J. Recovered at exit (reimbursed by buyer above the RTB price) – % of cash posted, per line
|  | Részvételi díj | % | 0% | Participation fee is sunk. | bar: Case 1 1
|  | Ajánlati biztosíték | % | 100% |  | Case 1 1: 100%; Case 4 4: 0%
|  | Teljesítési biztosíték | % | 100% |  | Case 1 1: 100%; Case 4 4: 0%
|  | Igénybejelentési biztosíték | % | 100% |  | Case 1 1: 100%; Case 4 4: 0%
|  | Csatlakozási díj – közvetlen | % | 100% |  | Case 1 1: 100%; Case 4 4: 0%
|  | Kiegészítő biztosíték 1. részlet | % | 100% |  | Case 1 1: 100%; Case 4 4: 0%
|  | Kiegészítő biztosíték 2. részlet | % | 100% |  | Case 1 1: 100%; Case 4 4: 0%
|  | Kiegészítő biztosíték 3. részlet | % | 100% |  | Case 1 1: 100%; Case 4 4: 0%
|  | Kiegészítő biztosíték 4. részlet | % | 100% |  | Case 1 1: 100%; Case 4 4: 0%
|  | Csatlakozási díj | % | 100% | KEY ASSUMPTION: buyer reimburses the connection fee paid before RTB. Confirm in DD / SPA. | Case 1 1: 100%; Case 4 4: 0%
| x | K. Exit
|  | RTB exit premium | k€/MW | 150 | IC paper range 150–250 k€/MW. Final tender (30-Aug-26): a buyer at RTB inherits the municipal one-off commitment (E233, 20 k€/MW) and the annual €/MWh contribution (E234), so treat this premium as gross of those, i.e. net ≈ E141 − E233. | Case 1 1: 150
|  | Sensitivity premium 1 | k€/MW | 50 | Seven RTB premium scenarios for the Dashboard sensitivity; edit freely (keep ascending). | Case 1 1: 50
|  | Sensitivity premium 2 | k€/MW | 75 |  | Case 1 1: 75
|  | Sensitivity premium 3 | k€/MW | 100 |  | Case 1 1: 100
|  | Sensitivity premium 4 | k€/MW | 125 |  | Case 1 1: 125
|  | Sensitivity premium 5 | k€/MW | 150 |  | Case 1 1: 150
|  | Sensitivity premium 6 | k€/MW | 175 |  | Case 1 1: 175
|  | Sensitivity premium 7 | k€/MW | 200 |  | Case 1 1: 200
|  | RtB premium MW basis (0 = net connection MVA E18 – default, user 06-Oct-26; 1 = installed wind MW E29, as BORA_Devex V34 – user 09-Oct-26) | Switch | 0 | Premium on the net connection MVA (E18) – user decision 06-Oct-26 | Case 1 1: 0
|  | RtB premium MW (basis per row 149) – drives every premium × MW | MW | 100 | MOIC G143 and H226:N226, HTM E227:E243 / G221:G222, Tender gross / effective premium.
I. HTM (build & operate) – timing
|  | NTP / FID lag after RTB | Months | 3 | RTB 30/06/2029 (E56) → NTP 30/09/2029 after this lag. | Case 1 1: 3
|  | Construction duration (NTP → COD) | Months | 24 | Two build seasons; 132 kV connection works (Szombathely OVIT node) on the critical path. | Case 1 1: 24
|  | NTP / construction start date | Date | 2029-09-30
|  | COD (derived) | Date | 2031-09-30 | Compare with tender COD target in E101 – HTM check on the HTM sheet.
|  | First full operating year | Year | 2032 | COD is a month-end, so the first full calendar year is always the year after COD. The COD year itself is a partial year (HTM row 10). Fixed 25-Sep-26: previously the COD year was flagged as a full year AND a partial year (150%).
|  | Operating life | Years | 30 | Measured from COD (partial first and last calendar years). 30 years = grid-connection life constraint; 35 years is the usual wind assumption. | Case 1 1: 30
|  | Last operating year (COD year + operating life; partial unless COD is in December) | Year | 2061
|  | HTM valuation horizon check (grid ends at HTM!AQ5) | Status | OK
J. HTM – construction capex (first-cost, nominal at NTP) – ESTIMATES pending A.RES budget / technical DD
|  | Turbine supply incl. transport (6.x MW class) | k€/MW | 950 | ESTIMATE – base = European turbine 950 k€/MW (user decision 02-Oct-26, ≥80% EU-equipment tender points). IC: all-in ~1,500 k€/MW (Nordex 6.8 MW). Replace with turbine tender quote. | Case 1 1: 950; Case 2 2: 950; Case 3 3: 500; Case 7 7: 950; Case 8 8: 500
|  | Turbine installation and erection | k€/MW | 80 | ESTIMATE. | Case 1 1: 80
|  | Foundations | k€/MW | 90 | ESTIMATE. | Case 1 1: 90
|  | Balance of plant – civil (roads, crane pads, drainage) | k€/MW | 70 | ESTIMATE. | Case 1 1: 70
|  | Balance of plant – electrical (MV cabling, internal grid) | k€/MW | 60 | ESTIMATE. | Case 1 1: 60
|  | On-site substation and 132 kV bay (lump sum, portfolio) | k€ | 12000 | ESTIMATE. 132 kV connection works and substation incl. generator transformer – route length to be confirmed. Chinese cases (3 / 8): non-EU transformer, lower by Tender E29 (10%). | Case 1 1: 12000; Case 3 3: 10800; Case 8 8: 10800
|  | BESS capex – all-in (capex only: no BESS revenue or opex modelled) | k€/MW BESS | 200 | ESTIMATE. Applied to BESS connection capacity (E20), not wind MW. No contingency applied. The BESS earns nothing in HTM – revenue and opex are not modelled, so HTM returns are understated by whatever the battery would earn. | Case 1 1: 200
|  | Owner's costs, engineering, PM, construction insurance | k€/MW | 40 | ESTIMATE. | Case 1 1: 40
|  | Land purchase / easements at NTP | k€/MW | 15 | ESTIMATE. Land is leased; this covers rights-of-way and buy-outs. | Case 1 1: 15
|  | Contingency on the lines above | % | 5% | ESTIMATE. | bar: Case 1 1
|  | Grid connection fee (from Deposits, k€ at model capacity) | k€ | 20179.3874 | Link – indirect plus direct connection fee. Paid on the connection fee date; not recovered in HTM.
|  | Total capex excl. connection fee | k€/MW | 1967.325 | Per NET MW (E18). Turbine, BOP, owner's costs and land lines are scaled to GROSS MW (E29 / E18); substation and BESS unchanged.
|  | Total capex incl. connection fee | k€/MW | 2169.1189 | IC paper reference: ~1,500 k€/MW.
|  | Decommissioning cost net of scrap (end of life) | k€/MW | 30 | ESTIMATE. | Case 1 1: 30
|  | Terminal value at end of life | k€/MW | 0 | Conservative: nil. Enter a repowering / land value if wanted. | Case 1 1: 0
K. HTM – generation
|  | Net equivalent hours P50 (after wake, availability and electrical losses) | MWh/MW/yr | 2460 | IC paper: NCF 28.07%, P50 2,460 h. Already net of losses. | Case 1 1: 2460
|  | Additional availability / loss haircut | % | 0% | Zero because the hours above are already net. | bar: Case 1 1
|  | Curtailment / grid constraint | % | 2% | ESTIMATE. | bar: Case 1 1
|  | Annual degradation | % p.a. | 0.3% | ESTIMATE. Compounding from first operating year. | Case 1 1: 0.3%
|  | Yield sensitivity factor (1.00 = P50) | x | 1 | Set to P90/P50 ratio for a P90 case (typically ~0.85–0.88). | bar: Case 1 1
|  | Merchant power price sensitivity factor (1.00 = Aurora curve as selected) | x | 1 | Scales the Aurora wind capture price used in HTM row 42 (tornado ±10%). Keep at 1.00. | bar: Case 1 1
L. HTM – revenue
|  | Price source (1 = Aurora curve on Curves, 2 = flat estimate below) | Switch | 1 | 1 = Aurora Q2 2026 Central (Curves E16) converted to nominal (Curves E19); 2 = flat estimate below (kept for reference / fallback). | bar: Case 1 1
|  | Estimate: baseload price in first operating year | EUR/MWh | 100 | ESTIMATE, nominal. Replace with Aurora. | Case 1 1: 100
|  | Estimate: baseload escalation | % p.a. | 2% | ESTIMATE. | bar: Case 1 1
|  | Estimate: wind capture rate vs baseload | % | 85% | ESTIMATE. Hungarian wind cannibalisation is modest at low penetration. | Case 1 1: 85%
|  | Merchant share of output | % | 100% | Balance sold under the PPA / CfD below. | Case 1 1: 100%; Case 2 2: 0%; Case 3 3: 0%; Case 7 7: 0%; Case 8 8: 0%
|  | PPA / CfD strike in first operating year | EUR/MWh | 91.6 | ESTIMATE. | Case 1 1: 91.6; Case 7 7: 91.6; Case 8 8: 91.6
|  | PPA / CfD strike escalation | % p.a. | 1% | bar: Case 1 1
|  | PPA / CfD tenor from first operating year | Years | 10 | Merchant thereafter. | Case 1 1: 10
|  | Balancing / BRP cost | EUR/MWh | 4 | ESTIMATE. IC flags balancing charges as material. | Case 1 1: 4
|  | Grid use-of-system and system-operator charges | EUR/MWh | 1 | ESTIMATE. | bar: Case 1 1
|  | MEKH supervisory fee | % of revenue | 0.1% |  | Case 1 1: 0.1%
|  | Robin Hood tax (energy suppliers' income tax) applies (1 = yes) | Switch | 0 | FLAG – default 0: each SPV is ≤ 50 MW, so the 31% levy on generators > 50 MW should not bite. Switch on the Control Panel (section c). Confirm with tax adviser. | Case 1 1: 0
|  | Robin Hood tax rate | % | 31% |  | Case 1 1: 31%
|  | Aurora price scenario (1 = Low, 2 = Central, 3 = High) | Switch | 2 | Drives Curves!E16 (scenario in use). Per-case so the European / Chinese cases and tornado can flex Aurora Low / High. | Case 1 1: 2; Case 2 2: 2; Case 3 3: 2; Case 7 7: 2; Case 8 8: 2
M. HTM – opex (first operating year prices)
|  | O&M full-service contract (turbines) | k€/MW/yr | 12 | ESTIMATE. Long-term FSA assumed for the full 30-year operating life (user decision 02-Oct-26) – no post-FSA uplift. | Case 1 1: 12
|  | Balance of plant maintenance | k€/MW/yr | 3 | ESTIMATE. | Case 1 1: 3
|  | Land lease | k€/MW/yr | 3 | ESTIMATE. Replace with signed lease terms (38 turbines contracted). | Case 1 1: 3
|  | Operational insurance | k€/MW/yr | 2.5 | ESTIMATE. | Case 1 1: 2.5
|  | Asset and commercial management | k€/MW/yr | 1.5 | ESTIMATE. | Case 1 1: 1.5
|  | Property tax (építményadó) | k€/MW/yr | 3 | ESTIMATE. Municipal; varies by settlement. | Case 1 1: 3
|  | Administration, audit, compliance (portfolio) | k€/yr | 150 | ESTIMATE. | Case 1 1: 150
|  | Opex contingency | % | 5% | ESTIMATE. | bar: Case 1 1
|  | Opex escalation | % p.a. | 2.5% | ESTIMATE. EUR-denominated, single index (no double indexation). | Case 1 1: 2.5%
|  | HIPA local business tax | % of revenue | 2% | Base approximated as revenue (conservative – actual base deducts materials and subcontractors). | bar: Case 1 1
N. HTM – tax and depreciation
|  | Tax depreciation period (straight-line from COD) | Years | 20 | Hungarian tax rate for power-generation assets to be confirmed. | Case 1 1: 20
|  | Loss carry-forward usable per year (cap on taxable income) | % | 50% | Hungarian rule: losses offset up to 50% of the year's pre-loss tax base. | Case 1 1: 50%
O. HTM – project finance (senior term loan)
|  | Gearing – debt as % of total capex incl. connection fee | % | 55% | ESTIMATE. Merchant-heavy Hungarian wind may gear lower. | Case 1 1: 55%; Case 2 2: 60%; Case 3 3: 50%; Case 7 7: 60%; Case 8 8: 50%
|  | All-in interest rate (fixed) | % | 5% | ESTIMATE. ~2.5% swap + 250 bps margin. | bar: Case 1 1
|  | Upfront and arrangement fees | % of debt | 1.75% | ESTIMATE. | Case 1 1: 1.75%
|  | Tenor from the first full operating year (annuity repayment) | Years | 10 | ESTIMATE. 10-year annuity from the first full operating year. Proxy for a sculpted loan with an early cash sweep (annual model, near-flat generation). | Case 1 1: 10
|  | Interest during construction capitalised (1 = yes, 0 = paid by equity) | Switch | 1 | bar: Case 1 1
|  | Commitment fee on undrawn senior debt (construction) | % p.a. | 0.9% | ESTIMATE ~0.9% p.a. (≈35% of margin), charged quarterly on the undrawn facility NTP → COD; added 02-Oct-26 (Open_Items #14). Paid in cash from equity, part of HTM financing costs. | Case 1 1: 0.9%
P. HTM – valuation and scope
|  | Discount rate – unlevered project NPV | % | 8% | Linked to the single discount rate (Inputs row 253 ← Control Panel section c), per decision 02-Oct-26 (Open_Items #10). Previously 7% typed. | bar: Case 1 1
|  | Discount rate – equity NPV | % | 8% | Linked to the single discount rate (Inputs row 253 ← Control Panel section c), per decision 02-Oct-26 (Open_Items #10). Previously 10% typed. | bar: Case 1 1
|  | Include Stage 1 development-phase costs (devex, fees, securities) in HTM | Switch | 1 | 1 = full-cycle FEP returns; 0 = project-only from RTB. | bar: Case 1 1
|  | Developer success fee paid in cash at COD when the JV is live (superseded by the deemed exit) | Switch | 0 | No sale proceeds in HTM, so the fee is settled from equity at COD. | Case 1 1: 0
|  | Charge HTM a deemed exit at RTB (1 = yes, 0 = historic cost) | Switch | 1 | 1 = HTM is charged the net sale proceeds it gives up by not selling at RTB, so its IRR measures the incremental value of building versus selling. 0 = HTM carries the project at FEP's historic cost and is not comparable with the RTB case. | Case 1 1: 1; Case 7 7: 0; Case 8 8: 0
|  | A.RES share of gross RTB proceeds (cash paid out at RTB) | % | 22.13% | Memo only: splits the deemed exit charge into cash actually paid to A.RES and the balance FEP effectively pays itself. Applied to gross RTB proceeds. The FEP waterfall is not linear in the exit price, so this percentage is exact only at 150 k€/MW. | Case 1 1: 22.13%
|  | Sale at COD – enterprise price (blank / 0 = no COD sale) | k€ per gross MW | 0% | Cases 7 / 8: price per GROSS installed MW (Inputs E29), user 07-Oct-26; linked to Tender J46:J47 (active strategy, net of the clipping estimate). HTM row 340 adds the post-COD promise price adjustment (Tender E219); senior debt and sale costs (E26) are deducted from the price. | Case 7 7: 2421.7308; Case 8 8: 2075.7692
|  | Sale at COD – tax the FEP gain (1) or participation exemption as at RTB (0) | Switch | 0% | 0 = gain on the SPV share sale exempt (same treatment as the RTB exit, E14); 1 = gain taxed at the CIT rate (E12). | bar: Case 1 1
Q. Final MEKH tender terms (published 30-Aug-26) – new commitments and deadlines not in the July draft
|  | One-off municipal contribution commitment (scoring: points above 10, max at 50) | k€/MW | 20 | BID OFFERING – FEP's intended commitment, not an estimate. Paid to host municipalities in the COD year and capitalised into capex (HTM row 29). Not borne by the sell-at-RTB case: a buyer at RTB inherits the obligation. Sits at the bottom of the scoring band (points start above 10 k€/MW). | Case 1 1: 20
|  | Annual community contribution on energy fed in (scoring: points above 2, max at 3) | €/MWh | 2 | BID OFFERING – FEP's intended commitment, not an estimate. Charged as an opex line on net generation in every operating year, not escalated (HTM row 59). Sits at the bottom of the scoring band (points start above 2 €/MWh), so it scores nothing – raising it towards 3 €/MWh buys points at roughly 15 m€ of lifetime cost per €/MWh. | Case 1 1: 2
|  | Mandatory call option for designated renewable-energy community | % of SPV | 25% | INFO – exercisable unilaterally within 2 years of the final capacity decision; strike price unknown. Not modelled; see Open_Items item 33. | Case 1 1: 25%
|  | Final building permit to be evidenced by | Date | 2030-01-01 | Hard deadline; performance bond at risk. Model permit date E100 is well inside. | Case 1 1: 2030-01-01
|  | Earliest grid connection date | Date | 2030-09-30 | Model COD (E155) must not be earlier than this – see check E240. | Case 1 1: 2030-09-30
|  | Commercial operation deadline (all nodes) | Date | 2032-09-30 | Miss = loss of connection right and performance bond (pro rata on partial COD). | Case 1 1: 2032-09-30
|  | Capacity offered at Bora's node (Szombathely OVIT, Annex 1) | MVA | 200 | INFO – no 400 kV node in the tender; BORA bids into the Szombathely OVIT node (200 MVA) – confirmed 29-Sep-2026. | Case 1 1: 200
|  | Check: model COD not before earliest connection date | Status | OK
|  | Check: model COD not after COD deadline | Status | OK
| x | R. HTM – gearing sensitivity (HTM block 15) and buyer hurdles (HTM block 14)
|  | Gearing scenario 1 | % | 0% | Seven gearing levels for the HTM gearing sensitivity; edit freely. Keep ascending. Include the live gearing (E217) so the tie-out check works. | bar: Case 1 1
|  | Gearing scenario 2 | % | 30% |  | Case 1 1: 30%
|  | Gearing scenario 3 | % | 40% |  | Case 1 1: 40%
|  | Gearing scenario 4 | % | 50% |  | Case 1 1: 50%
|  | Gearing scenario 5 | % | 55% |  | Case 1 1: 55%
|  | Gearing scenario 6 | % | 60% |  | Case 1 1: 60%
|  | Gearing scenario 7 | % | 70% |  | Case 1 1: 70%
|  | Minimum DSCR lenders are assumed to require (gearing test) | x | 1.5 | MARKET STANDARD (review 27-Sep-26): merchant onshore wind without offtake – lenders typically size at 1.50x+ on P50 (vs ~1.20–1.30x contracted). Used only in HTM block 15. | Case 1 1: 1.5
|  | Target FEP equity IRR for the minimum-gearing test | % | 11% | MARKET STANDARD (review 27-Sep-26): ~11% post-tax nominal levered equity IRR for merchant CEE onshore wind. Used only in HTM block 15. | Case 1 1: 11%
|  | Discount rate for NPV / Equity (all NPV / Equity metrics) | % | 8% | Per review 27-Sep-26: 8%, kept as a variable. Drives MOIC G185:G188 and row 229-230, HTM G136:G139, buyer NPV / Equity (HTM G214) and gearing block 15 NPV columns. | bar: Case 1 1
| x | S. Share of each cash line funded on the 12% recoverable loan (refunded if the project FAILS, or agreed at 12%) – balance on the 20% at-risk loan (MOIC block 7)
|  | Részvételi díj | % | 0% | ESTIMATE pending BORA_Devex_20260921_FEP classification. Different from section J (reimbursed by the BUYER at exit). Sunk fee. | bar: Case 1 1
|  | Ajánlati biztosíték | % | 0% | Credited into the performance bond at award; forfeited if the project fails afterwards. | bar: Case 1 1
|  | Teljesítési biztosíték | % | 0% | Forfeited if COD / tender obligations are missed. | bar: Case 1 1
|  | Igénybejelentési biztosíték | % | 100% | REFUNDED if the project fails (user correction 29-Sep-26, BORA Devex row 8). Cash deposit → funded on the 12% recoverable loan. Credited against the indirect connection fee; buyer reimburses at RtB exit. | Case 1 1: 100%
|  | Csatlakozási díj – közvetlen | % | 100% | Connection fee – agreed at 12% ('connection fee not at risk', BORA_Devex_20260921_FEP). Buyer reimburses at exit (section J). | Case 1 1: 100%
|  | Kiegészítő biztosíték 1. részlet | % | 100% | REFUNDED if the project fails (user correction 29-Sep-26, BORA Devex rows 9–13). Bank-guaranteed (Inputs row 122–125 = 0), so no cash is funded; flag = 1 keeps it on the 12% basis if switched to cash. Only the guarantee fee and guarantee interest are at risk. | Case 1 1: 100%
|  | Kiegészítő biztosíték 2. részlet | % | 100% | REFUNDED if the project fails (user correction 29-Sep-26, BORA Devex rows 9–13). Bank-guaranteed (Inputs row 122–125 = 0), so no cash is funded; flag = 1 keeps it on the 12% basis if switched to cash. Only the guarantee fee and guarantee interest are at risk. | Case 1 1: 100%
|  | Kiegészítő biztosíték 3. részlet | % | 100% | REFUNDED if the project fails (user correction 29-Sep-26, BORA Devex rows 9–13). Bank-guaranteed (Inputs row 122–125 = 0), so no cash is funded; flag = 1 keeps it on the 12% basis if switched to cash. Only the guarantee fee and guarantee interest are at risk. | Case 1 1: 100%
|  | Kiegészítő biztosíték 4. részlet | % | 100% | REFUNDED if the project fails (user correction 29-Sep-26, BORA Devex rows 9–13). Bank-guaranteed (Inputs row 122–125 = 0), so no cash is funded; flag = 1 keeps it on the 12% basis if switched to cash. Only the guarantee fee and guarantee interest are at risk. | Case 1 1: 100%
|  | Csatlakozási díj | % | 100% | Connection fee – agreed at 12% ('connection fee not at risk', BORA_Devex_20260921_FEP). Buyer reimburses at exit (section J). | Case 1 1: 100%
| x | T. HTM – lender structuring (DSRA, cash sweep) and lender downside case
|  | DSRA – months of next year's scheduled debt service | months | 6 | MARKET STANDARD: 6-month DSRA funded at COD by equity, released as debt amortises. 0 = off. | Case 1 1: 6
|  | Cash sweep – share of cash after scheduled debt service | % | 50% | Merchant wind without offtake: lenders typically sweep 50–100% of excess cash in early years. Applied as prepayment (shortens tenor). 0 = off. | Case 1 1: 50%
|  | Cash sweep – applies in operating years 1 to | years | 5 | Sweep window from the first full operating year. | Case 1 1: 5
|  | Lender downside – generation factor (P90 / P50) | x | 0.9 | MARKET STANDARD: 10-year P90 ≈ 0.90–0.92 of P50 for onshore wind; 1-year P90 ≈ 0.85–0.88. Used only in HTM block 16. | Case 1 1: 0.9
|  | Lender downside – use Aurora Low scenario (1 = yes) | switch | 1 | Scales wind capture price by Aurora Low ÷ Central per year (Curves). Used only in HTM block 16. | bar: Case 1 1
|  | Lender downside – minimum DSCR lenders accept | x | 1.05 | MARKET STANDARD: ~1.00–1.10x on the downside case (no default). | Case 1 1: 1.05
M. Project inputs – grid node fees from MEKH/MAVIR Kapacitás pályázati kiírás 2026, Annex 1 (1. melléklet) | bar: Case 1 1
|  | Input | Unit | Model value | Notes | Case 1 1: Bora (input / link)
|  | Project name | Name | Bora |  | Case 1 1: Bora
|  | Grid node (hálózati csomópont) | Name | Szombathely OVIT (SZHO B 132.00) | Annex 1 node | Case 1 1: Szombathely OVIT (SZHO B 132.00)
|  | Net grid connection capacity | MW | 100 | Annex 1 kiosztható teljesítmény (1 MVA = 1 MW). Net MW – RTB premium, grid fees, TSO bond | Case 1 1: 100
|  | BESS connection capacity | MW | 30 | Munka1: Bora 90 MW; 4 h duration (row 21) – active tender strategy (Tender J41) | Case 1 1: 30
|  | Signing fee to current owners | k€ | 250 | Bora 250 k€ | Case 1 1: 250
|  | JV structure live (1 = JV, 0 = FEP 100%) | Switch | 1 | Bora: 70/30 JV with the developer | bar: Case 1 1
|  | FEP share of net proceeds if JV | % | 70% | Bora 70/30 | Case 1 1: 70%
|  | Developer success fee live | Switch | 1 | Off where there is no JV partner | bar: Case 1 1
|  | Number of separate bids | # | 2 | Participation fee per bid | Case 1 1: 2
|  | Indirect connection fee (fajlagos várható közvetett csatlakozási díj) | Ft/MVA | 73071306 | Annex 1 | Case 1 1: 73071306
|  | Direct connection investment (várható közvetlen csatlakozási díj / beruházás) | Ft per connection point | 508345804 | Annex 1 (TMÁ per connection point) | Case 1 1: 508345804
|  | Indirect connection fee | mHUF/MW | 73.0713 | Ft/MVA ÷ 1,000,000 | Case 1 1: 73.0713
|  | Direct connection fee | mHUF/MW | 5.0835 | Ft per connection point ÷ 1,000,000 ÷ MW | Case 1 1: 5.0835
|  | Devex target – total incl. contingency | k€ | 3137.8459 | Bora = unscaled BORA Devex total (factor 1) | Case 1 1: 3137.8459
|  | BORA Devex line items (base, excl. contingency) | k€ | 2855.6383 | Devex_FEP L5:L37 (BORA Devex J column ÷ 1,000, rows 14–17 and 20–48) | Case 1 1: 2855.6383
|  | Devex scaling factor applied to every BORA Devex line item | x | 1 | Solves Devex_FEP E39 = target (contingency 10% on FEP-borne items + participation fee) | bar: Case 1 1
|  | BORA Devex FEP-borne base items | k€ | 2380.2585 | Devex_FEP L × G (FEP pays) – contingency base | Case 1 1: 2380.2585
|  | Grid fee reconciliation vs BORA source table (Deposits E29 / E32) | Note |  | Bora reconciles to the BORA csatlakozási table (Deposits E29 / E32)
|  | Gross installed wind capacity (overbuild) | MW | 130 | Munka1 (Management Summary r3): installed wind of the active tender strategy (Tender J40) | Case 1 1: 130
|  | COD override (timeline moved forward) | Date | 2031-09-30 | Blank = RTB from milestones (E49:E54). If set, E55 = months so that RTB + E152 + E153 lands on this COD. | Case 1 1: 2031-09-30
Formulas:
Active case = EOMONTH(E27,[Active case, row above])
Active case = IF(DATE(YEAR(E98),4,[Active case, row above])>=E98,DATE(YEAR(E98),4,[Active case, row above]),DATE(YEAR(E98)+1,4,[Active case, row above]))

## Curves
Bora Onshore Wind – MOIC model v5
Curves – time-series inputs: EURIBOR curves (monthly, aligned to the MOIC grid) and the Aurora Hungarian wind capture price placeholder (annual).
| x | 1. EURIBOR curves (monthly) – select the curve in use on Inputs!E112
|  | Month index |  |  |  | → | 0 | 1 | 2 | 3 | 4 | 5 | 6 | 7 | 8 | 9 | 10 | 11 | 12 | 13 | 14 | 15 | 16 | 17 | 18 | 19 | 20 | 21 | 22 | 23 | 24 | 25 | 26 | 27 | 28 | 29 | 30 | 31 | 32 | 33 | 34 | 35 | 36 | 37 | 38 | 39 | 40 | 41 | 42 | 43 | 44 | 45 | 46 | 47 | 48 | 49 | 50 | 51 | 52 | 53 | 54 | 55 | 56 | 57 | 58 | 59 | 60
|  | Period end date | Date | time axis 2026-07-31 to 2031-07-31
|  | Curve in use (selected) | % p.a. | 1M EURIBOR Jul-26 |  |  | 2.204% | 2.303% | 2.394% | 2.481% | 2.564% | 2.635% | 2.701% | 2.748% | 2.782% | 2.81% | 2.828% | 2.838% | 2.842% | 2.84% | 2.834% | 2.825% | 2.815% | 2.806% | 2.796% | 2.79% | 2.784% | 2.78% | 2.778% | 2.776% | 2.776% | 2.777% | 2.779% | 2.781% | 2.784% | 2.787% | 2.787% | 2.787% | 2.787% | 2.787% | 2.787% | 2.787% | 2.787% | 2.787% | 2.787% | 2.787% | 2.787% | 2.787% | 2.787% | 2.787% | 2.787% | 2.787% | 2.787% | 2.787% | 2.787% | 2.787% | 2.787% | 2.787% | 2.787% | 2.787% | 2.787% | 2.787% | 2.787% | 2.787% | 2.787% | 2.787% | 2.787%
|  | Available curves | Unit | Source | Note
|  | 1M EURIBOR Aug-25 | % p.a. | Source: Chatham financial, 28/8/25 | Monthly 1M EURIBOR forward; held flat after the last quoted month. |  | 1.9% | 1.88% | 1.86% | 1.84% | 1.82% | 1.81% | 1.8% | 1.8% | 1.8% | 1.8% | 1.8% | 1.81% | 1.82% | 1.83% | 1.85% | 1.86% | 1.88% | 1.9% | 1.92% | 1.92% | 1.92% | 1.92% | 1.92% | 1.92% | 1.92% | 1.92% | 1.92% | 1.92% | 1.92% | 1.92% | 1.92% | 1.92% | 1.92% | 1.92% | 1.92% | 1.92% | 1.92% | 1.92% | 1.92% | 1.92% | 1.92% | 1.92% | 1.92% | 1.92% | 1.92% | 1.92% | 1.92% | 1.92% | 1.92% | 1.92% | 1.92% | 1.92% | 1.92% | 1.92% | 1.92% | 1.92% | 1.92% | 1.92% | 1.92% | 1.92% | 1.92%
|  | 1M EURIBOR Nov-25 | % p.a. | Source: Chatham financial, 10/11/25 | Monthly 1M EURIBOR forward; held flat after the last quoted month. |  | 1.891% | 1.885% | 1.879% | 1.874% | 1.87% | 1.866% | 1.863% | 1.86% | 1.859% | 1.859% | 1.861% | 1.863% | 1.867% | 1.872% | 1.879% | 1.888% | 1.897% | 1.909% | 1.921% | 1.921% | 1.921% | 1.921% | 1.921% | 1.921% | 1.921% | 1.921% | 1.921% | 1.921% | 1.921% | 1.921% | 1.921% | 1.921% | 1.921% | 1.921% | 1.921% | 1.921% | 1.921% | 1.921% | 1.921% | 1.921% | 1.921% | 1.921% | 1.921% | 1.921% | 1.921% | 1.921% | 1.921% | 1.921% | 1.921% | 1.921% | 1.921% | 1.921% | 1.921% | 1.921% | 1.921% | 1.921% | 1.921% | 1.921% | 1.921% | 1.921% | 1.921%
|  | 1M EURIBOR Jul-26 | % p.a. | Source: Chatham financial, 22/07/26 | Monthly 1M EURIBOR forward; held flat after the last quoted month. |  | 2.204% | 2.303% | 2.394% | 2.481% | 2.564% | 2.635% | 2.701% | 2.748% | 2.782% | 2.81% | 2.828% | 2.838% | 2.842% | 2.84% | 2.834% | 2.825% | 2.815% | 2.806% | 2.796% | 2.79% | 2.784% | 2.78% | 2.778% | 2.776% | 2.776% | 2.777% | 2.779% | 2.781% | 2.784% | 2.787% | 2.787% | 2.787% | 2.787% | 2.787% | 2.787% | 2.787% | 2.787% | 2.787% | 2.787% | 2.787% | 2.787% | 2.787% | 2.787% | 2.787% | 2.787% | 2.787% | 2.787% | 2.787% | 2.787% | 2.787% | 2.787% | 2.787% | 2.787% | 2.787% | 2.787% | 2.787% | 2.787% | 2.787% | 2.787% | 2.787% | 2.787%
| x | 2. Aurora – Hungarian onshore wind capture prices (Aurora Q2 2026, real 2025 €/MWh, calendar-year averages, 2026–2060) | bar: 2026-07-31 to 2027-03-31
Aurora Q2 2026 HUN Power & Renewables Market Forecast, pasted from the shared file hungary_wind_capture_price_aurora_q2_2026.json (2027–2060; the 2026 value is not needed and 2061+ is beyond the Aurora horizon – blank). Columns D:I are the source series in real 2025 €/MWh; wind capture = 'uncurtailed capture price'. Scenario selector in E16 picks Low / Central / High. Columns J:K convert the selected series to nominal using E19/G19 so they are consistent with the nominal HTM opex; HTM reads column K by year (Inputs E166 = 1). M:R are informational (curtailment %, capture curtailed below zero). The MOIC (sell-at-RTB) model does not use prices.
|  | Scenario in use (1 = Low, 2 = Central, 3 = High) | Switch | 2 | Aurora scenarios: 1 = Low, 2 = Central (base case), 3 = High.
|  | Price basis (Real 20xx / Nominal) | Text | Real 2025 | Aurora basis: real 2025 €/MWh (calendar-year averages).
|  | Aurora release / vintage | Text | Aurora Q2 2026 HUN Power & Renewables Market Forecast | Aurora Q2 2026 HUN Power & Renewables Market Forecast Data (Aurora_Q2_26_HUN_Power_Renewables_Market_Forecast_Data.xlsx).
|  | Inflation to convert Aurora real-2025 prices to nominal (HTM opex is nominal) | % p.a. | 2% | ESTIMATE – set to 0% to run in real terms. Base year of the real series → | 2025
|  | Year | Baseload HUPX – Low | Baseload HUPX – Central | Baseload HUPX – High | Wind capture – Low | 2026-07-31: Wind capture – Central; 2026-08-31: Wind capture – High; 2026-09-30: Selected baseload (nominal); 2026-10-31: Selected wind capture (nominal); 2026-11-30: Implied capture rate; 2026-12-31: Wind curtailment – Low; 2027-01-31: Wind curtailment – Central; 2027-02-28: Wind curtailment – High; 2027-03-31: Wind capture curtailed <0 – Low; 2027-04-30: Wind capture curtailed <0 – Central; 2027-05-31: Wind capture curtailed <0 – High
|  |  | EUR/MWh | EUR/MWh | EUR/MWh | EUR/MWh | 2026-07-31: EUR/MWh; 2026-08-31: EUR/MWh; 2026-09-30: EUR/MWh nominal; 2026-10-31: EUR/MWh nominal; 2026-11-30: %; 2026-12-31: % (info); 2027-01-31: % (info); 2027-02-28: % (info); 2027-03-31: EUR/MWh (info); 2027-04-30: EUR/MWh (info); 2027-05-31: EUR/MWh (info)
|  | 2027 | 73.88 | 119.34 | 184.66 | 76.68 | 2026-07-31: 124.38; 2026-08-31: 190.39; 2026-09-30: 124.1613; 2026-10-31: 129.405; 2026-11-30: 104.2%; 2026-12-31: 4.8%; 2027-01-31: 3.9%; 2027-02-28: 1.5%; 2027-03-31: 80.72; 2027-04-30: 129.58; 2027-05-31: 193.34
|  | 2028 | 70.4 | 110 | 160.02 | 75.08 | 2026-07-31: 114.23; 2026-08-31: 164.62; 2026-09-30: 116.7329; 2026-10-31: 121.2218; 2026-11-30: 103.8%; 2026-12-31: 3.5%; 2027-01-31: 3.4%; 2027-02-28: 1.4%; 2027-03-31: 78; 2027-04-30: 118.43; 2027-05-31: 166.96
|  | 2029 | 67.2 | 103.08 | 147.54 | 69.52 | 2026-07-31: 105.66; 2026-08-31: 150.51; 2026-09-30: 111.5771; 2026-10-31: 114.3698; 2026-11-30: 102.5%; 2026-12-31: 3%; 2027-01-31: 3.2%; 2027-02-28: 1%; 2027-03-31: 71.91; 2027-04-30: 109.41; 2027-05-31: 152.07
|  | 2030 | 67.66 | 94.89 | 131.78 | 69.45 | 2026-07-31: 97.72; 2026-08-31: 135.02; 2026-09-30: 104.7662; 2026-10-31: 107.8908; 2026-11-30: 103%; 2026-12-31: 2.7%; 2027-01-31: 2.1%; 2027-02-28: 0.6%; 2027-03-31: 71.57; 2027-04-30: 99.99; 2027-05-31: 135.96
|  | 2031 | 68.83 | 98.51 | 132.57 | 71.22 | 2026-07-31: 102.77; 2026-08-31: 135.86; 2026-09-30: 110.9383; 2026-10-31: 115.7357; 2026-11-30: 104.3%; 2026-12-31: 1.5%; 2027-01-31: 2.6%; 2027-02-28: 0.5%; 2027-03-31: 72.37; 2027-04-30: 105.75; 2027-05-31: 136.51
|  | 2032 | 66.42 | 96.1 | 123.49 | 68.56 | 2026-07-31: 99.64; 2026-08-31: 126.56; 2026-09-30: 110.3887; 2026-10-31: 114.455; 2026-11-30: 103.7%; 2026-12-31: 0.5%; 2027-01-31: 1.4%; 2027-02-28: 0.5%; 2027-03-31: 68.92; 2027-04-30: 101.17; 2027-05-31: 127.15
|  | 2033 | 66.19 | 96.72 | 122.89 | 68.19 | 2026-07-31: 100.09; 2026-08-31: 126.03; 2026-09-30: 113.3229; 2026-10-31: 117.2714; 2026-11-30: 103.5%; 2026-12-31: 0.4%; 2027-01-31: 1.7%; 2027-02-28: 0.2%; 2027-03-31: 68.45; 2027-04-30: 101.91; 2027-05-31: 126.36
|  | 2034 | 62.4 | 93.13 | 116.85 | 64.51 | 2026-07-31: 96.3; 2026-08-31: 119.86; 2026-09-30: 111.299; 2026-10-31: 115.0874; 2026-11-30: 103.4%; 2026-12-31: 0.2%; 2027-01-31: 0.4%; 2027-02-28: 0.1%; 2027-03-31: 64.65; 2027-04-30: 96.69; 2027-05-31: 119.95
|  | 2035 | 61.87 | 92.97 | 115.61 | 63.86 | 2026-07-31: 96.08; 2026-08-31: 118.57; 2026-09-30: 113.3299; 2026-10-31: 117.121; 2026-11-30: 103.3%; 2026-12-31: 0.3%; 2027-01-31: 0.1%; 2027-02-28: 0.1%; 2027-03-31: 64.06; 2027-04-30: 96.21; 2027-05-31: 118.67
|  | 2036 | 62.29 | 93.04 | 116.98 | 64.21 | 2026-07-31: 96.19; 2026-08-31: 120.17; 2026-09-30: 115.6835; 2026-10-31: 119.6002; 2026-11-30: 103.4%; 2026-12-31: 0%; 2027-01-31: 0.1%; 2027-02-28: 0%; 2027-03-31: 64.21; 2027-04-30: 96.26; 2027-05-31: 120.17
|  | 2037 | 64.78 | 96.63 | 121.54 | 66.78 | 2026-07-31: 99.52; 2026-08-31: 124.51; 2026-09-30: 122.5502; 2026-10-31: 126.2154; 2026-11-30: 103%; 2026-12-31: 0%; 2027-01-31: 0.1%; 2027-02-28: 0%; 2027-03-31: 66.78; 2027-04-30: 99.59; 2027-05-31: 124.51
|  | 2038 | 64.13 | 95.76 | 121.06 | 66.1 | 2026-07-31: 98.19; 2026-08-31: 123.84; 2026-09-30: 123.8758; 2026-10-31: 127.0192; 2026-11-30: 102.5%; 2026-12-31: 0%; 2027-01-31: 0%; 2027-02-28: 0%; 2027-03-31: 66.1; 2027-04-30: 98.22; 2027-05-31: 123.84
|  | 2039 | 63.62 | 95.26 | 120.23 | 65.57 | 2026-07-31: 97.68; 2026-08-31: 123.04; 2026-09-30: 125.6935; 2026-10-31: 128.8867; 2026-11-30: 102.5%; 2026-12-31: 0%; 2027-01-31: 0.1%; 2027-02-28: 0%; 2027-03-31: 65.57; 2027-04-30: 97.76; 2027-05-31: 123.06
|  | 2040 | 62.43 | 93.94 | 118.78 | 64.41 | 2026-07-31: 96.54; 2026-08-31: 121.65; 2026-09-30: 126.4309; 2026-10-31: 129.9301; 2026-11-30: 102.8%; 2026-12-31: 0%; 2027-01-31: 0.1%; 2027-02-28: 0%; 2027-03-31: 64.43; 2027-04-30: 96.61; 2027-05-31: 121.65
|  | 2041 | 61.25 | 92.79 | 116.93 | 63.39 | 2026-07-31: 95.35; 2026-08-31: 119.59; 2026-09-30: 127.3808; 2026-10-31: 130.8951; 2026-11-30: 102.8%; 2026-12-31: 0%; 2027-01-31: 0%; 2027-02-28: 0%; 2027-03-31: 63.4; 2027-04-30: 95.39; 2027-05-31: 119.59
|  | 2042 | 61.49 | 93.62 | 118.97 | 63.61 | 2026-07-31: 96.15; 2026-08-31: 121.62; 2026-09-30: 131.0906; 2026-10-31: 134.6332; 2026-11-30: 102.7%; 2026-12-31: 0%; 2027-01-31: 0.1%; 2027-02-28: 0%; 2027-03-31: 63.61; 2027-04-30: 96.21; 2027-05-31: 121.65
|  | 2043 | 61.04 | 93.93 | 119.85 | 63.2 | 2026-07-31: 96.35; 2026-08-31: 122.31; 2026-09-30: 134.1552; 2026-10-31: 137.6115; 2026-11-30: 102.6%; 2026-12-31: 0%; 2027-01-31: 0.1%; 2027-02-28: 0%; 2027-03-31: 63.21; 2027-04-30: 96.47; 2027-05-31: 122.31
|  | 2044 | 60.1 | 93.16 | 119.77 | 62.18 | 2026-07-31: 95.6; 2026-08-31: 121.66; 2026-09-30: 135.7165; 2026-10-31: 139.2711; 2026-11-30: 102.6%; 2026-12-31: 0%; 2027-01-31: 0%; 2027-02-28: 0%; 2027-03-31: 62.21; 2027-04-30: 95.65; 2027-05-31: 121.66
|  | 2045 | 60.8 | 94.99 | 123.03 | 62.87 | 2026-07-31: 97.18; 2026-08-31: 124.23; 2026-09-30: 141.1501; 2026-10-31: 144.4044; 2026-11-30: 102.3%; 2026-12-31: 0%; 2027-01-31: 0%; 2027-02-28: 0%; 2027-03-31: 62.87; 2027-04-30: 97.21; 2027-05-31: 124.23
|  | 2046 | 60.04 | 95.37 | 123.78 | 61.93 | 2026-07-31: 97.34; 2026-08-31: 124.08; 2026-09-30: 144.5491; 2026-10-31: 147.535; 2026-11-30: 102.1%; 2026-12-31: 0%; 2027-01-31: 0%; 2027-02-28: 0%; 2027-03-31: 61.93; 2027-04-30: 97.34; 2027-05-31: 124.08
|  | 2047 | 59.52 | 95.19 | 124.41 | 61.33 | 2026-07-31: 97.12; 2026-08-31: 124.15; 2026-09-30: 147.1618; 2026-10-31: 150.1455; 2026-11-30: 102%; 2026-12-31: 0%; 2027-01-31: 0%; 2027-02-28: 0%; 2027-03-31: 61.33; 2027-04-30: 97.12; 2027-05-31: 124.15
|  | 2048 | 58.44 | 93.3 | 123.24 | 60.24 | 2026-07-31: 95.36; 2026-08-31: 122.51; 2026-09-30: 147.1247; 2026-10-31: 150.3731; 2026-11-30: 102.2%; 2026-12-31: 0%; 2027-01-31: 0%; 2027-02-28: 0%; 2027-03-31: 60.24; 2027-04-30: 95.36; 2027-05-31: 122.51
|  | 2049 | 57.91 | 93.51 | 124.49 | 59.59 | 2026-07-31: 95.45; 2026-08-31: 122.99; 2026-09-30: 150.405; 2026-10-31: 153.5253; 2026-11-30: 102.1%; 2026-12-31: 0%; 2027-01-31: 0%; 2027-02-28: 0%; 2027-03-31: 59.59; 2027-04-30: 95.45; 2027-05-31: 122.99
|  | 2050 | 56.56 | 92.38 | 122.91 | 58.15 | 2026-07-31: 94.24; 2026-08-31: 120.71; 2026-09-30: 151.5592; 2026-10-31: 154.6107; 2026-11-30: 102%; 2026-12-31: 0%; 2027-01-31: 0%; 2027-02-28: 0%; 2027-03-31: 58.15; 2027-04-30: 94.24; 2027-05-31: 120.71
|  | 2051 | 56.08 | 91.45 | 119.47 | 57.56 | 2026-07-31: 93.24; 2026-08-31: 116.32; 2026-09-30: 153.0341; 2026-10-31: 156.0295; 2026-11-30: 102%; 2026-12-31: 0%; 2027-01-31: 0%; 2027-02-28: 0%; 2027-03-31: 57.56; 2027-04-30: 93.24; 2027-05-31: 116.32
|  | 2052 | 55.19 | 89.7 | 114.97 | 56.62 | 2026-07-31: 91.63; 2026-08-31: 111.42; 2026-09-30: 153.1077; 2026-10-31: 156.402; 2026-11-30: 102.2%; 2026-12-31: 0%; 2027-01-31: 0%; 2027-02-28: 0%; 2027-03-31: 56.62; 2027-04-30: 91.63; 2027-05-31: 111.42
|  | 2053 | 55.76 | 90.71 | 114.94 | 57.05 | 2026-07-31: 92.47; 2026-08-31: 110.46; 2026-09-30: 157.9283; 2026-10-31: 160.9925; 2026-11-30: 101.9%; 2026-12-31: 0%; 2027-01-31: 0%; 2027-02-28: 0%; 2027-03-31: 57.05; 2027-04-30: 92.47; 2027-05-31: 110.46
|  | 2054 | 56.35 | 90.37 | 113.41 | 57.42 | 2026-07-31: 92; 2026-08-31: 108.05; 2026-09-30: 160.4831; 2026-10-31: 163.3777; 2026-11-30: 101.8%; 2026-12-31: 0%; 2027-01-31: 0%; 2027-02-28: 0%; 2027-03-31: 57.42; 2027-04-30: 92; 2027-05-31: 108.05
|  | 2055 | 56.08 | 90.08 | 112.26 | 57.1 | 2026-07-31: 91.57; 2026-08-31: 105.99; 2026-09-30: 163.1675; 2026-10-31: 165.8664; 2026-11-30: 101.7%; 2026-12-31: 0%; 2027-01-31: 0%; 2027-02-28: 0%; 2027-03-31: 57.1; 2027-04-30: 91.57; 2027-05-31: 105.99
|  | 2056 | 55.72 | 88.97 | 110.84 | 56.66 | 2026-07-31: 90.42; 2026-08-31: 104.33; 2026-09-30: 164.38; 2026-10-31: 167.059; 2026-11-30: 101.6%; 2026-12-31: 0%; 2027-01-31: 0%; 2027-02-28: 0%; 2027-03-31: 56.66; 2027-04-30: 90.42; 2027-05-31: 104.33
|  | 2057 | 56.33 | 89.89 | 111.7 | 57.09 | 2026-07-31: 91.11; 2026-08-31: 104.42; 2026-09-30: 169.4014; 2026-10-31: 171.7005; 2026-11-30: 101.4%; 2026-12-31: 0%; 2027-01-31: 0%; 2027-02-28: 0%; 2027-03-31: 57.09; 2027-04-30: 91.11; 2027-05-31: 104.42
|  | 2058 | 58.04 | 92.13 | 112.88 | 58.6 | 2026-07-31: 92.89; 2026-08-31: 104.37; 2026-09-30: 177.0952; 2026-10-31: 178.5561; 2026-11-30: 100.8%; 2026-12-31: 0%; 2027-01-31: 0%; 2027-02-28: 0%; 2027-03-31: 58.6; 2027-04-30: 92.89; 2027-05-31: 104.37
|  | 2059 | 58.19 | 93.73 | 112.93 | 58.71 | 2026-07-31: 94.29; 2026-08-31: 104.57; 2026-09-30: 183.7742; 2026-10-31: 184.8721; 2026-11-30: 100.6%; 2026-12-31: 0%; 2027-01-31: 0%; 2027-02-28: 0%; 2027-03-31: 58.71; 2027-04-30: 94.29; 2027-05-31: 104.57
|  | 2060 | 57.56 | 92.71 | 111.08 | 58.1 | 2026-07-31: 93.36; 2026-08-31: 103; 2026-09-30: 185.4098; 2026-10-31: 186.7097; 2026-11-30: 100.7%; 2026-12-31: 0%; 2027-01-31: 0%; 2027-02-28: 0%; 2027-03-31: 58.1; 2027-04-30: 93.36; 2027-05-31: 103
2061
2062
2063
2064
2065
2066
2067
2068
2069
2070
2071
Derived (informational – HTM reads column K directly) | bar: 2026-07-31 to 2026-12-31
|  | First operating year (COD year + 1, from Inputs!E155) | Year | 2031
|  | Selected baseload price in first operating year | EUR/MWh | 110.9383
|  | Selected wind capture price in first operating year | EUR/MWh | 115.7357
|  | Average capture rate over populated years | % | 102.5%
|  | Implied baseload escalation (CAGR over populated years) | % p.a. | 1.223%

## Deposits
Bora Onshore Wind – MOIC model v5
Deposits – tender securities and grid connection schedule. Gross = unit rate × capacity basis; Netting applies the source rules (bid bond credited into the performance bond, 50% supplementary refund at building permit with later instalments stepped down, ÁSZ securities credited against the connection fee). Payable = Gross + Netting. Positive = cash out, negative = cash in.
No inputs on this sheet – every value derives from Inputs. Hungarian item names are kept so the schedule ties back to Bora_csatlakozási_biztosítékok_díjak.xlsx.
|  | Item (HU) | Item (EN) | Basis | Unit rate | Capacity basis | Gross | Netting / adjustment | Payable | Payment date | Grid month | Payable | After sale? | Included in FEP cash flows | Cash (1) / guarantee (0) | Recovered at exit | Type | Gross – FEP basis | Payable – FEP basis | Funded at 12% (recoverable / agreed) | FEP rate (12% cash / 6% guarantee) | FEP accrual factor to the RtB sale, pause excluded (= Z × AB) | FEP-convention interest to the RtB sale (pause excluded) | Segment 1 to the RtB sale: payment → MIN(sale, pause start) (row 6) | Segment 2 start = MAX(payment, pause end) (row 6 = Inputs E73) | Segment 2 to the RtB sale (row 6 = Inputs E58) | Segment 1 to the COD sale: payment → MIN(COD, pause start) | Segment 2 to the COD sale (row 6 = Inputs E155) | FEP accrual factor to the COD sale (= AC × AD) | FEP-convention interest to the COD sale (HTM row 367) | Memo: accrual days to the RtB sale excl. the pause (both ends counted, as the Devex stubs) | Memo: accrual days to the COD sale excl. the pause
[5 empty] | mHUF/MW or mHUF | MW | mHUF | mHUF | mHUF | Date | # | k€ | Flag | k€ | Switch | % |  | mHUF | mHUF | % | % | x | k€ | 2029-06-30 | 2030-01-01 | 2029-12-31 | 2029-06-30 | 2031-09-30 | x | k€ | days | days
|  | Részvételi díj | Participation fee | per bid × bids | 3 | 2 | 6 | 0 | 6 | 2026-10-30 | 3 | 16.4384 | 0 | 16.4384 | 1 | 0% | Fee | 0 | 0 | 0% | 12% | 1.3566 | 5.8615 | 1.3566 | 2030-01-01 | 1 | 1.3566 | 1.2205 | 1.6557 | 10.7791 | 975 | 1613
|  | Ajánlati biztosíték | Bid bond | % of combined benchmark CAPEX (wind + BESS), gross | 0.005 | 76780 | 383.9 | 0 | 383.9 | 2026-10-30 | 3 | 1051.7808 | 0 | 1051.7808 | 0 | 100% | Security | 383.9 | 383.9 | 0% | 6% | 1.169 | 177.765 | 1.169 | 2030-01-01 | 1 | 1.169 | 1.1076 | 1.2948 | 310.0264 | 975 | 1613
|  | Ajánlati biztosíték visszatérítés – sikertelen kapacitás | Bid bond refund on failed capacity | % of benchmark CAPEX on failed wind capacity | 0.005 | 0 | 0 | 0 | 0 | 2026-12-13 | 5 | 0 | 0 | 0 | 0 | 100% | Refund | 0 | 0 | 0% | 6% | 1.1606 | 0 | 1.1606 | 2030-01-01 | 1 | 1.1606 | 1.1076 | 1.2855 | 0 | 931 | 1569
|  | Teljesítési biztosíték | Performance bond | % of combined benchmark CAPEX (wind + BESS), post-award, x uplift | 0.0375 | 76780 | 2879.25 | -383.9 | 2495.35 | 2026-12-30 | 5 | 6836.5753 | 0 | 6836.5753 | 0 | 100% | Security | 2879.25 | 2495.35 | 0% | 6% | 1.1574 | 1076.1545 | 1.1574 | 2030-01-01 | 1 | 1.1574 | 1.1076 | 1.2819 | 1927.3214 | 914 | 1552
|  | Igénybejelentési biztosíték | Connection request security | per MW (successful capacity) | 4.5 | 100 | 450 | 0 | 450 | 2026-12-30 | 5 | 1232.8767 | 0 | 1232.8767 | 1 | 100% | Security | 450 | 450 | 100% | 12% | 1.3299 | 406.7498 | 1.3299 | 2030-01-01 | 1 | 1.3299 | 1.2205 | 1.6232 | 768.3265 | 914 | 1552
|  | Csatlakozási díj – közvetlen | Grid connection fee – direct | lump sum, per MW (successful capacity) | 5.0835 | 100 | 508.3458 | 0 | 508.3458 | 2029-01-08 | 30 | 1392.7282 | 0 | 1392.7282 | 1 | 100% | Connection fee | 508.3458 | 508.3458 | 100% | 12% | 1.0573 | 79.8448 | 1.0573 | 2030-01-01 | 1 | 1.0573 | 1.2205 | 1.2905 | 404.5823 | 174 | 812
|  | Kiegészítő biztosíték 1. részlet | Supplementary security – instalment 1 | per MW (successful capacity) | 0 | 130 | 0 | 0 | 0 | 2027-04-23 | 9 | 0 | 0 | 0 | 0 | 100% | Security | 0 | 0 | 100% | 6% | 1.1369 | 0 | 1.1369 | 2030-01-01 | 1 | 1.1369 | 1.1076 | 1.2592 | 0 | 800 | 1438
|  | Kiegészítő biztosíték 2. részlet | Supplementary security – instalment 2 | per MW (successful capacity) | 0 | 130 | 0 | 0 | 0 | 2028-04-23 | 21 | 0 | 0 | 0 | 0 | 100% | Security | 0 | 0 | 100% | 6% | 1.0726 | 0 | 1.0726 | 2030-01-01 | 1 | 1.0726 | 1.1076 | 1.188 | 0 | 434 | 1072
|  | Kiegészítő biztosíték visszautalás építési engedély megszerzésekor | Supplementary security refund on building permit | % of instalments paid before permit |  |  | 0 | 0 | 0 | 2028-03-13 | 20 | 0 | 0 | 0 | 0 | 100% | Refund | 0 | 0 | 100% | 6% | 1.0795 | 0 | 1.0795 | 2030-01-01 | 1 | 1.0795 | 1.1076 | 1.1956 | 0 | 475 | 1113
|  | Kiegészítő biztosíték 3. részlet | Supplementary security – instalment 3 | per MW (successful capacity) | 0 | 130 | 0 | 0 | 0 | 2029-04-23 | 33 | 0 | 0 | 0 | 0 | 100% | Security | 0 | 0 | 100% | 6% | 1.0119 | 0 | 1.0119 | 2030-01-01 | 1 | 1.0119 | 1.1076 | 1.1207 | 0 | 69 | 707
|  | Kiegészítő biztosíték 4. részlet | Supplementary security – instalment 4 | per MW (successful capacity) | 0 | 130 | 0 | 0 | 0 | 2030-04-23 | 45 | 0 | 1 | 0 | 0 | 100% | Security | 0 | 0 | 100% | 6% | 1 | 0 | 1 | 2030-04-23 | 1 | 1 | 1.0883 | 1.0883 | 0 | 0 | 526
|  | Csatlakozási díj – becsült összeg | Grid connection fee (estimate) | per MW (successful capacity) | 73.0713 | 100 | 7307.1306 | -450 | 6857.1306 | 2029-01-08 | 30 | 18786.6592 | 0 | 18786.6592 | 1 | 100% | Connection fee | 7307.1306 | 6857.1306 | 100% | 12% | 1.0573 | 1077.035 | 1.0573 | 2030-01-01 | 1 | 1.0573 | 1.2205 | 1.2905 | 5457.4531 | 174 | 812
|  | Total |  |  |  |  | 11534.6264 | -833.9 | 10700.7264 |  |  | 29317.0586 |  | 29317.0586 |  |  |  | 11528.6264 | 10694.7264 |  |  |  | 2823.4106
| x | Summary and reconciliation to source table | [18 empty] | FEP-convention interest by type (BORA Devex method; to the exit date, interest pause excluded) – column Y to the RtB sale, column AF to the COD sale | [8 empty] | To the COD sale
|  | Gross securities and fees – model capacity | mHUF | 11534.6264 | [16 empty] | Bank-guarantee securities (6%, net of refunds) |  | 1253.9195 | [6 empty] | 2237.3478
|  | Actually payable – model capacity | mHUF | 10700.7264 | [16 empty] | Cash deposits and connection fees (12%) |  | 1563.6297 | [6 empty] | 6630.3619
|  | Actually payable – model capacity | k€ | 29317.0586 | [16 empty] | Participation fee (12%, no 2× minimum) |  | 5.8615 | [6 empty] | 10.7791
|  | Of which included in FEP cash flows (pre-sale, or all if Inputs!E92 = 1) | k€ | 29317.0586
|  | Of which cash-settled (included) | k€ | 21428.7025
|  | Of which guarantee-backed (included) | k€ | 7888.3562
|  | Gross – FEP basis (excl. application fee and 2030 instalment) | mHUF | 11528.6264
|  | Source gross total (excl. the source's supplementary security, row 50 – GYIK 70) | mHUF | 21173.61
|  | Difference – gross | mHUF | -9644.9836
|  | Payable – FEP basis (excl. application fee and 2030 instalment) | mHUF | 10694.7264
|  | Source payable total (excl. the source's supplementary security, row 50 – GYIK 70) | mHUF | 19667.61
|  | Difference – payable | mHUF | -8972.8836
|  | Reconciliation check | Status | n/a – inputs differ from BORA_Devex source
Reconciliation columns S:T restate the schedule on the BORA_Devex_20260921_FEP.xlsx basis: application fee and the 2030 supplementary instalment excluded (the FEP file zeroes the 2030 instalment as a new-owner cost; this model keeps it for the hold-to-maturity case only), gross shown before the MEKH and TSO nettings and after the supplementary refund.
Bora source-driver test – Deposits E34 reads n/a when a Bora driver differs from the BORA_Devex source (1 = differs)
|  | Tender capacity (Inputs E16) vs source reference capacity (E86) | 1 / 0 | 1
|  | Successful net capacity (Inputs E18) vs reference capacity (E86) | 1 / 0 | 1
|  | Gross installed wind (Inputs E29) vs reference capacity (E86) – the source has no overbuild | 1 / 0 | 1
|  | BESS MW (Inputs E20) vs BORA_Devex AF9 | 1 / 0 | 1
|  | BESS MWh (Inputs E22) vs BORA_Devex AF10 | 1 / 0 | 1
|  | Performance bond uplift (F10 / F8) vs source (I6 + I7) / I6 | 1 / 0 | 0
|  | Direct connection fee (H12) vs source I19 (HUF → mHUF) | 1 / 0 | 0
|  | Indirect fee + TSO bond (H18) vs source (I8 + I18) (HUF → mHUF) | 1 / 0 | 1
|  | Supplementary security in the model (H13:H17) – none in this procedure (GYIK 70); source totals restated without it (row 50) | 1 / 0 | 0
|  | Bora drivers differing from the BORA_Devex source | # | 6
|  | Reconciliation test – gross and payable differences (E30, E33) within the tolerance | Status | FAIL
|  | Source supplementary security (BORA_Devex I9:I13; Bora only) – void in this procedure (GYIK 70), excluded from the source totals E29 / E32 | mHUF | 1624

## MOIC
HUN Onshore Wind – MOIC model v5
MOIC – monthly calculation grid (month 0 = investment date). No inputs on this sheet. Column G holds row totals or scalar results. Sign convention in cash-flow blocks: + = inflow to the party, − = outflow.
Block 13 (sensitivity) reuses columns H:N as scenarios, not months – labelled on the block header.
| Month index | # |  |  |  | 0 | 1 | 2 | 3 | 4 | 5 | 6 | 7 | 8 | 9 | 10 | 11 | 12 | 13 | 14 | 15 | 16 | 17 | 18 | 19 | 20 | 21 | 22 | 23 | 24 | 25 | 26 | 27 | 28 | 29 | 30 | 31 | 32 | 33 | 34 | 35 | 36 | 37 | 38 | 39 | 40 | 41 | 42 | 43 | 44 | 45 | 46 | 47 | 48 | 49 | 50 | 51 | 52 | 53 | 54 | 55 | 56 | 57 | 58 | 59 | 60
| Period end date | Date | time axis 2026-07-31 to 2031-07-31
| RTB flag | Flag |  |  |  | 0 | 0 | 0 | 0 | 0 | 0 | 0 | 0 | 0 | 0 | 0 | 0 | 0 | 0 | 0 | 0 | 0 | 0 | 0 | 0 | 0 | 0 | 0 | 0 | 0 | 0 | 0 | 0 | 0 | 0 | 0 | 0 | 0 | 0 | 0 | 1 | 0 | 0 | 0 | 0 | 0 | 0 | 0 | 0 | 0 | 0 | 0 | 0 | 0 | 0 | 0 | 0 | 0 | 0 | 0 | 0 | 0 | 0 | 0 | 0 | 0
| Sale flag | Flag |  |  |  | 0 | 0 | 0 | 0 | 0 | 0 | 0 | 0 | 0 | 0 | 0 | 0 | 0 | 0 | 0 | 0 | 0 | 0 | 0 | 0 | 0 | 0 | 0 | 0 | 0 | 0 | 0 | 0 | 0 | 0 | 0 | 0 | 0 | 0 | 0 | 0 | 0 | 0 | 0 | 0 | 0 | 1 | 0 | 0 | 0 | 0 | 0 | 0 | 0 | 0 | 0 | 0 | 0 | 0 | 0 | 0 | 0 | 0 | 0 | 0 | 0
| Development period flag (month ≤ RTB) | Flag |  |  |  | 1 | 1 | 1 | 1 | 1 | 1 | 1 | 1 | 1 | 1 | 1 | 1 | 1 | 1 | 1 | 1 | 1 | 1 | 1 | 1 | 1 | 1 | 1 | 1 | 1 | 1 | 1 | 1 | 1 | 1 | 1 | 1 | 1 | 1 | 1 | 1 | 0 | 0 | 0 | 0 | 0 | 0 | 0 | 0 | 0 | 0 | 0 | 0 | 0 | 0 | 0 | 0 | 0 | 0 | 0 | 0 | 0 | 0 | 0 | 0 | 0
| Pre-sale flag (month ≤ sale) | Flag |  |  |  | 1 | 1 | 1 | 1 | 1 | 1 | 1 | 1 | 1 | 1 | 1 | 1 | 1 | 1 | 1 | 1 | 1 | 1 | 1 | 1 | 1 | 1 | 1 | 1 | 1 | 1 | 1 | 1 | 1 | 1 | 1 | 1 | 1 | 1 | 1 | 1 | 1 | 1 | 1 | 1 | 1 | 1 | 0 | 0 | 0 | 0 | 0 | 0 | 0 | 0 | 0 | 0 | 0 | 0 | 0 | 0 | 0 | 0 | 0 | 0 | 0
| Interest accrual flag (month ≤ pause start Inputs E64, or after the pause end E73) | Flag |  |  |  | 1 | 1 | 1 | 1 | 1 | 1 | 1 | 1 | 1 | 1 | 1 | 1 | 1 | 1 | 1 | 1 | 1 | 1 | 1 | 1 | 1 | 1 | 1 | 1 | 1 | 1 | 1 | 1 | 1 | 1 | 1 | 1 | 1 | 1 | 1 | 1 | 0 | 0 | 0 | 0 | 0 | 0 | 1 | 1 | 1 | 1 | 1 | 1 | 1 | 1 | 1 | 1 | 1 | 1 | 1 | 1 | 1 | 1 | 1 | 1 | 1
| 1. Development costs (devex) – BORA Devex line items (row 18). Milestone rows 12–17 are memo only, not used (grouped). |  | Cum. month | k€ total | Total
| Milestone 1 devex | k€ | 0 | 0 | 0 | 0 | 0 | 0 | 0 | 0 | 0 | 0 | 0 | 0 | 0 | 0 | 0 | 0 | 0 | 0 | 0 | 0 | 0 | 0 | 0 | 0 | 0 | 0 | 0 | 0 | 0 | 0 | 0 | 0 | 0 | 0 | 0 | 0 | 0 | 0 | 0 | 0 | 0 | 0 | 0 | 0 | 0 | 0 | 0 | 0 | 0 | 0 | 0 | 0 | 0 | 0 | 0 | 0 | 0 | 0 | 0 | 0 | 0 | 0 | 0 | 0
| Milestone 2 devex | k€ | 6 | 0 | 0 | 0 | 0 | 0 | 0 | 0 | 0 | 0 | 0 | 0 | 0 | 0 | 0 | 0 | 0 | 0 | 0 | 0 | 0 | 0 | 0 | 0 | 0 | 0 | 0 | 0 | 0 | 0 | 0 | 0 | 0 | 0 | 0 | 0 | 0 | 0 | 0 | 0 | 0 | 0 | 0 | 0 | 0 | 0 | 0 | 0 | 0 | 0 | 0 | 0 | 0 | 0 | 0 | 0 | 0 | 0 | 0 | 0 | 0 | 0 | 0 | 0
| Milestone 3 devex | k€ | 12 | 0 | 0 | 0 | 0 | 0 | 0 | 0 | 0 | 0 | 0 | 0 | 0 | 0 | 0 | 0 | 0 | 0 | 0 | 0 | 0 | 0 | 0 | 0 | 0 | 0 | 0 | 0 | 0 | 0 | 0 | 0 | 0 | 0 | 0 | 0 | 0 | 0 | 0 | 0 | 0 | 0 | 0 | 0 | 0 | 0 | 0 | 0 | 0 | 0 | 0 | 0 | 0 | 0 | 0 | 0 | 0 | 0 | 0 | 0 | 0 | 0 | 0 | 0
| Milestone 4 devex | k€ | 18 | 0 | 0 | 0 | 0 | 0 | 0 | 0 | 0 | 0 | 0 | 0 | 0 | 0 | 0 | 0 | 0 | 0 | 0 | 0 | 0 | 0 | 0 | 0 | 0 | 0 | 0 | 0 | 0 | 0 | 0 | 0 | 0 | 0 | 0 | 0 | 0 | 0 | 0 | 0 | 0 | 0 | 0 | 0 | 0 | 0 | 0 | 0 | 0 | 0 | 0 | 0 | 0 | 0 | 0 | 0 | 0 | 0 | 0 | 0 | 0 | 0 | 0 | 0
| Milestone 5 devex | k€ | 25 | 0 | 0 | 0 | 0 | 0 | 0 | 0 | 0 | 0 | 0 | 0 | 0 | 0 | 0 | 0 | 0 | 0 | 0 | 0 | 0 | 0 | 0 | 0 | 0 | 0 | 0 | 0 | 0 | 0 | 0 | 0 | 0 | 0 | 0 | 0 | 0 | 0 | 0 | 0 | 0 | 0 | 0 | 0 | 0 | 0 | 0 | 0 | 0 | 0 | 0 | 0 | 0 | 0 | 0 | 0 | 0 | 0 | 0 | 0 | 0 | 0 | 0 | 0
| Milestone 6 devex | k€ | 32 | 0 | 0 | 0 | 0 | 0 | 0 | 0 | 0 | 0 | 0 | 0 | 0 | 0 | 0 | 0 | 0 | 0 | 0 | 0 | 0 | 0 | 0 | 0 | 0 | 0 | 0 | 0 | 0 | 0 | 0 | 0 | 0 | 0 | 0 | 0 | 0 | 0 | 0 | 0 | 0 | 0 | 0 | 0 | 0 | 0 | 0 | 0 | 0 | 0 | 0 | 0 | 0 | 0 | 0 | 0 | 0 | 0 | 0 | 0 | 0 | 0 | 0 | 0
| Total devex (BORA Devex line items via Devex_FEP) | k€ |  |  | 2662.4662 | 0 | 0 | 0 | 177.2432 | 0 | 0 | 9.7297 | 0 | 398 | 0 | 0 | 43.2432 | 43.2432 | 0 | 0 | 0 | 40.5405 | 142.6811 | 954.7439 | 229.7297 | 88.1351 | 0.10811 | 0 | 4.5 | 0 | 161.8741 | 0 | 0 | 32.4324 | 282.2077 | 54.0541 | 0 | 0 | 0 | 0 | 0 | 0 | 0 | 0 | 0 | 0 | 0 | 0 | 0 | 0 | 0 | 0 | 0 | 0 | 0 | 0 | 0 | 0 | 0 | 0 | 0 | 0 | 0 | 0 | 0 | 0
| Cumulative devex | k€ |  |  |  | 0 | 0 | 0 | 177.2432 | 177.2432 | 177.2432 | 186.973 | 186.973 | 584.973 | 584.973 | 584.973 | 628.2162 | 671.4595 | 671.4595 | 671.4595 | 671.4595 | 712 | 854.6811 | 1809.425 | 2039.1547 | 2127.2899 | 2127.398 | 2127.398 | 2131.898 | 2131.898 | 2293.772 | 2293.772 | 2293.772 | 2326.2045 | 2608.4121 | 2662.4662 | 2662.4662 | 2662.4662 | 2662.4662 | 2662.4662 | 2662.4662 | 2662.4662 | 2662.4662 | 2662.4662 | 2662.4662 | 2662.4662 | 2662.4662 | 2662.4662 | 2662.4662 | 2662.4662 | 2662.4662 | 2662.4662 | 2662.4662 | 2662.4662 | 2662.4662 | 2662.4662 | 2662.4662 | 2662.4662 | 2662.4662 | 2662.4662 | 2662.4662 | 2662.4662 | 2662.4662 | 2662.4662 | 2662.4662 | 2662.4662
| Land costs paid by FEP – reimbursed by buyer at RtB exit (not refunded if project fails) | k€ |  |  | 425.3797 | 0 | 0 | 0 | 0 | 0 | 0 | 0 | 178.8932 | 0 | 0 | 0 | 0 | 0 | 0 | 0 | 0 | 0 | 0 | 0 | 0 | 0 | 0 | 0 | 0 | 0 | 0 | 0 | 0 | 0 | 0 | 0 | 0 | 246.4865 | 0 | 0 | 0 | 0 | 0 | 0 | 0 | 0 | 0 | 0 | 0 | 0 | 0 | 0 | 0 | 0 | 0 | 0 | 0 | 0 | 0 | 0 | 0 | 0 | 0 | 0 | 0 | 0
2. Developer success fee / DSA – 2.5 k€/MW p.a. pro rata (30/360) from signing (Inputs E70) to sale, capped at Inputs E37, × installed wind MW (Inputs E29) – DSA on installed MW per BORA_Devex – user 09-Oct-26
| Opening balance | k€/MW |  |  |  | 0 | 0 | 0 | 0 | 0.034722 | 0.23611 | 0.45139 | 0.65972 | 0.84722 | 1.0764 | 1.2778 | 1.4931 | 1.6944 | 1.9097 | 2.1181 | 2.3194 | 2.5347 | 2.7361 | 2.9514 | 3.1597 | 3.3542 | 3.5764 | 3.7778 | 3.9931 | 4.1944 | 4.4097 | 4.6181 | 4.8194 | 5.0347 | 5.2361 | 5.4514 | 5.6597 | 5.8472 | 6.0764 | 6.2778 | 6.4931 | 6.6944 | 6.9097 | 7.1181 | 7.3194 | 7.5347 | 7.7361 | 7.9514 | 7.9514 | 7.9514 | 7.9514 | 7.9514 | 7.9514 | 7.9514 | 7.9514 | 7.9514 | 7.9514 | 7.9514 | 7.9514 | 7.9514 | 7.9514 | 7.9514 | 7.9514 | 7.9514 | 7.9514 | 7.9514
| Accrual | k€/MW |  |  |  | 0 | 0 | 0 | 0.034722 | 0.20139 | 0.21528 | 0.20833 | 0.1875 | 0.22917 | 0.20139 | 0.21528 | 0.20139 | 0.21528 | 0.20833 | 0.20139 | 0.21528 | 0.20139 | 0.21528 | 0.20833 | 0.19444 | 0.22222 | 0.20139 | 0.21528 | 0.20139 | 0.21528 | 0.20833 | 0.20139 | 0.21528 | 0.20139 | 0.21528 | 0.20833 | 0.1875 | 0.22917 | 0.20139 | 0.21528 | 0.20139 | 0.21528 | 0.20833 | 0.20139 | 0.21528 | 0.20139 | 0.21528 | 0 | 0 | 0 | 0 | 0 | 0 | 0 | 0 | 0 | 0 | 0 | 0 | 0 | 0 | 0 | 0 | 0 | 0 | 0
| Closing balance | k€/MW |  |  |  | 0 | 0 | 0 | 0.034722 | 0.23611 | 0.45139 | 0.65972 | 0.84722 | 1.0764 | 1.2778 | 1.4931 | 1.6944 | 1.9097 | 2.1181 | 2.3194 | 2.5347 | 2.7361 | 2.9514 | 3.1597 | 3.3542 | 3.5764 | 3.7778 | 3.9931 | 4.1944 | 4.4097 | 4.6181 | 4.8194 | 5.0347 | 5.2361 | 5.4514 | 5.6597 | 5.8472 | 6.0764 | 6.2778 | 6.4931 | 6.6944 | 6.9097 | 7.1181 | 7.3194 | 7.5347 | 7.7361 | 7.9514 | 7.9514 | 7.9514 | 7.9514 | 7.9514 | 7.9514 | 7.9514 | 7.9514 | 7.9514 | 7.9514 | 7.9514 | 7.9514 | 7.9514 | 7.9514 | 7.9514 | 7.9514 | 7.9514 | 7.9514 | 7.9514 | 7.9514
| Success fee payable at sale | k€ |  |  | 1033.6806 | 0 | 0 | 0 | 0 | 0 | 0 | 0 | 0 | 0 | 0 | 0 | 0 | 0 | 0 | 0 | 0 | 0 | 0 | 0 | 0 | 0 | 0 | 0 | 0 | 0 | 0 | 0 | 0 | 0 | 0 | 0 | 0 | 0 | 0 | 0 | 0 | 0 | 0 | 0 | 0 | 0 | 1033.6806 | 0 | 0 | 0 | 0 | 0 | 0 | 0 | 0 | 0 | 0 | 0 | 0 | 0 | 0 | 0 | 0 | 0 | 0 | 0
3. Securities and connection fee – payable flows (€k; + = paid, − = refunded). Source: Deposits
| Részvételi díj | k€ |  |  | 16.4384 | 0 | 0 | 0 | 16.4384 | 0 | 0 | 0 | 0 | 0 | 0 | 0 | 0 | 0 | 0 | 0 | 0 | 0 | 0 | 0 | 0 | 0 | 0 | 0 | 0 | 0 | 0 | 0 | 0 | 0 | 0 | 0 | 0 | 0 | 0 | 0 | 0 | 0 | 0 | 0 | 0 | 0 | 0 | 0 | 0 | 0 | 0 | 0 | 0 | 0 | 0 | 0 | 0 | 0 | 0 | 0 | 0 | 0 | 0 | 0 | 0 | 0
| Ajánlati biztosíték | k€ |  |  | 1051.7808 | 0 | 0 | 0 | 1051.7808 | 0 | 0 | 0 | 0 | 0 | 0 | 0 | 0 | 0 | 0 | 0 | 0 | 0 | 0 | 0 | 0 | 0 | 0 | 0 | 0 | 0 | 0 | 0 | 0 | 0 | 0 | 0 | 0 | 0 | 0 | 0 | 0 | 0 | 0 | 0 | 0 | 0 | 0 | 0 | 0 | 0 | 0 | 0 | 0 | 0 | 0 | 0 | 0 | 0 | 0 | 0 | 0 | 0 | 0 | 0 | 0 | 0
| Ajánlati biztosíték visszatérítés – sikertelen kapacitás | k€ |  |  | 0 | 0 | 0 | 0 | 0 | 0 | 0 | 0 | 0 | 0 | 0 | 0 | 0 | 0 | 0 | 0 | 0 | 0 | 0 | 0 | 0 | 0 | 0 | 0 | 0 | 0 | 0 | 0 | 0 | 0 | 0 | 0 | 0 | 0 | 0 | 0 | 0 | 0 | 0 | 0 | 0 | 0 | 0 | 0 | 0 | 0 | 0 | 0 | 0 | 0 | 0 | 0 | 0 | 0 | 0 | 0 | 0 | 0 | 0 | 0 | 0 | 0
| Teljesítési biztosíték | k€ |  |  | 6836.5753 | 0 | 0 | 0 | 0 | 0 | 6836.5753 | 0 | 0 | 0 | 0 | 0 | 0 | 0 | 0 | 0 | 0 | 0 | 0 | 0 | 0 | 0 | 0 | 0 | 0 | 0 | 0 | 0 | 0 | 0 | 0 | 0 | 0 | 0 | 0 | 0 | 0 | 0 | 0 | 0 | 0 | 0 | 0 | 0 | 0 | 0 | 0 | 0 | 0 | 0 | 0 | 0 | 0 | 0 | 0 | 0 | 0 | 0 | 0 | 0 | 0 | 0
| Igénybejelentési biztosíték | k€ |  |  | 1232.8767 | 0 | 0 | 0 | 0 | 0 | 1232.8767 | 0 | 0 | 0 | 0 | 0 | 0 | 0 | 0 | 0 | 0 | 0 | 0 | 0 | 0 | 0 | 0 | 0 | 0 | 0 | 0 | 0 | 0 | 0 | 0 | 0 | 0 | 0 | 0 | 0 | 0 | 0 | 0 | 0 | 0 | 0 | 0 | 0 | 0 | 0 | 0 | 0 | 0 | 0 | 0 | 0 | 0 | 0 | 0 | 0 | 0 | 0 | 0 | 0 | 0 | 0
| Csatlakozási díj – közvetlen | k€ |  |  | 1392.7282 | 0 | 0 | 0 | 0 | 0 | 0 | 0 | 0 | 0 | 0 | 0 | 0 | 0 | 0 | 0 | 0 | 0 | 0 | 0 | 0 | 0 | 0 | 0 | 0 | 0 | 0 | 0 | 0 | 0 | 0 | 1392.7282 | 0 | 0 | 0 | 0 | 0 | 0 | 0 | 0 | 0 | 0 | 0 | 0 | 0 | 0 | 0 | 0 | 0 | 0 | 0 | 0 | 0 | 0 | 0 | 0 | 0 | 0 | 0 | 0 | 0 | 0
| Kiegészítő biztosíték 1. részlet | k€ |  |  | 0 | 0 | 0 | 0 | 0 | 0 | 0 | 0 | 0 | 0 | 0 | 0 | 0 | 0 | 0 | 0 | 0 | 0 | 0 | 0 | 0 | 0 | 0 | 0 | 0 | 0 | 0 | 0 | 0 | 0 | 0 | 0 | 0 | 0 | 0 | 0 | 0 | 0 | 0 | 0 | 0 | 0 | 0 | 0 | 0 | 0 | 0 | 0 | 0 | 0 | 0 | 0 | 0 | 0 | 0 | 0 | 0 | 0 | 0 | 0 | 0 | 0
| Kiegészítő biztosíték 2. részlet | k€ |  |  | 0 | 0 | 0 | 0 | 0 | 0 | 0 | 0 | 0 | 0 | 0 | 0 | 0 | 0 | 0 | 0 | 0 | 0 | 0 | 0 | 0 | 0 | 0 | 0 | 0 | 0 | 0 | 0 | 0 | 0 | 0 | 0 | 0 | 0 | 0 | 0 | 0 | 0 | 0 | 0 | 0 | 0 | 0 | 0 | 0 | 0 | 0 | 0 | 0 | 0 | 0 | 0 | 0 | 0 | 0 | 0 | 0 | 0 | 0 | 0 | 0 | 0
| Kiegészítő biztosíték visszautalás építési engedély megszerzésekor | k€ |  |  | 0 | 0 | 0 | 0 | 0 | 0 | 0 | 0 | 0 | 0 | 0 | 0 | 0 | 0 | 0 | 0 | 0 | 0 | 0 | 0 | 0 | 0 | 0 | 0 | 0 | 0 | 0 | 0 | 0 | 0 | 0 | 0 | 0 | 0 | 0 | 0 | 0 | 0 | 0 | 0 | 0 | 0 | 0 | 0 | 0 | 0 | 0 | 0 | 0 | 0 | 0 | 0 | 0 | 0 | 0 | 0 | 0 | 0 | 0 | 0 | 0 | 0
| Kiegészítő biztosíték 3. részlet | k€ |  |  | 0 | 0 | 0 | 0 | 0 | 0 | 0 | 0 | 0 | 0 | 0 | 0 | 0 | 0 | 0 | 0 | 0 | 0 | 0 | 0 | 0 | 0 | 0 | 0 | 0 | 0 | 0 | 0 | 0 | 0 | 0 | 0 | 0 | 0 | 0 | 0 | 0 | 0 | 0 | 0 | 0 | 0 | 0 | 0 | 0 | 0 | 0 | 0 | 0 | 0 | 0 | 0 | 0 | 0 | 0 | 0 | 0 | 0 | 0 | 0 | 0 | 0
| Kiegészítő biztosíték 4. részlet | k€ |  |  | 0 | 0 | 0 | 0 | 0 | 0 | 0 | 0 | 0 | 0 | 0 | 0 | 0 | 0 | 0 | 0 | 0 | 0 | 0 | 0 | 0 | 0 | 0 | 0 | 0 | 0 | 0 | 0 | 0 | 0 | 0 | 0 | 0 | 0 | 0 | 0 | 0 | 0 | 0 | 0 | 0 | 0 | 0 | 0 | 0 | 0 | 0 | 0 | 0 | 0 | 0 | 0 | 0 | 0 | 0 | 0 | 0 | 0 | 0 | 0 | 0 | 0
| Csatlakozási díj – becsült összeg | k€ |  |  | 18786.6592 | 0 | 0 | 0 | 0 | 0 | 0 | 0 | 0 | 0 | 0 | 0 | 0 | 0 | 0 | 0 | 0 | 0 | 0 | 0 | 0 | 0 | 0 | 0 | 0 | 0 | 0 | 0 | 0 | 0 | 0 | 18786.6592 | 0 | 0 | 0 | 0 | 0 | 0 | 0 | 0 | 0 | 0 | 0 | 0 | 0 | 0 | 0 | 0 | 0 | 0 | 0 | 0 | 0 | 0 | 0 | 0 | 0 | 0 | 0 | 0 | 0 | 0
| Total payable flows | k€ |  |  | 29317.0586 | 0 | 0 | 0 | 1068.2192 | 0 | 8069.4521 | 0 | 0 | 0 | 0 | 0 | 0 | 0 | 0 | 0 | 0 | 0 | 0 | 0 | 0 | 0 | 0 | 0 | 0 | 0 | 0 | 0 | 0 | 0 | 0 | 20179.3874 | 0 | 0 | 0 | 0 | 0 | 0 | 0 | 0 | 0 | 0 | 0 | 0 | 0 | 0 | 0 | 0 | 0 | 0 | 0 | 0 | 0 | 0 | 0 | 0 | 0 | 0 | 0 | 0 | 0 | 0
| Cumulative | k€ |  |  |  | 0 | 0 | 0 | 1068.2192 | 1068.2192 | 9137.6712 | 9137.6712 | 9137.6712 | 9137.6712 | 9137.6712 | 9137.6712 | 9137.6712 | 9137.6712 | 9137.6712 | 9137.6712 | 9137.6712 | 9137.6712 | 9137.6712 | 9137.6712 | 9137.6712 | 9137.6712 | 9137.6712 | 9137.6712 | 9137.6712 | 9137.6712 | 9137.6712 | 9137.6712 | 9137.6712 | 9137.6712 | 9137.6712 | 29317.0586 | 29317.0586 | 29317.0586 | 29317.0586 | 29317.0586 | 29317.0586 | 29317.0586 | 29317.0586 | 29317.0586 | 29317.0586 | 29317.0586 | 29317.0586 | 29317.0586 | 29317.0586 | 29317.0586 | 29317.0586 | 29317.0586 | 29317.0586 | 29317.0586 | 29317.0586 | 29317.0586 | 29317.0586 | 29317.0586 | 29317.0586 | 29317.0586 | 29317.0586 | 29317.0586 | 29317.0586 | 29317.0586 | 29317.0586 | 29317.0586
4. Cash-settled deposits (line × cash switch)
| Részvételi díj | k€ |  |  | 16.4384 | 0 | 0 | 0 | 16.4384 | 0 | 0 | 0 | 0 | 0 | 0 | 0 | 0 | 0 | 0 | 0 | 0 | 0 | 0 | 0 | 0 | 0 | 0 | 0 | 0 | 0 | 0 | 0 | 0 | 0 | 0 | 0 | 0 | 0 | 0 | 0 | 0 | 0 | 0 | 0 | 0 | 0 | 0 | 0 | 0 | 0 | 0 | 0 | 0 | 0 | 0 | 0 | 0 | 0 | 0 | 0 | 0 | 0 | 0 | 0 | 0 | 0
| Ajánlati biztosíték | k€ |  |  | 0 | 0 | 0 | 0 | 0 | 0 | 0 | 0 | 0 | 0 | 0 | 0 | 0 | 0 | 0 | 0 | 0 | 0 | 0 | 0 | 0 | 0 | 0 | 0 | 0 | 0 | 0 | 0 | 0 | 0 | 0 | 0 | 0 | 0 | 0 | 0 | 0 | 0 | 0 | 0 | 0 | 0 | 0 | 0 | 0 | 0 | 0 | 0 | 0 | 0 | 0 | 0 | 0 | 0 | 0 | 0 | 0 | 0 | 0 | 0 | 0 | 0
| Ajánlati biztosíték visszatérítés – sikertelen kapacitás | k€ |  |  | 0 | 0 | 0 | 0 | 0 | 0 | 0 | 0 | 0 | 0 | 0 | 0 | 0 | 0 | 0 | 0 | 0 | 0 | 0 | 0 | 0 | 0 | 0 | 0 | 0 | 0 | 0 | 0 | 0 | 0 | 0 | 0 | 0 | 0 | 0 | 0 | 0 | 0 | 0 | 0 | 0 | 0 | 0 | 0 | 0 | 0 | 0 | 0 | 0 | 0 | 0 | 0 | 0 | 0 | 0 | 0 | 0 | 0 | 0 | 0 | 0 | 0
| Teljesítési biztosíték | k€ |  |  | 0 | 0 | 0 | 0 | 0 | 0 | 0 | 0 | 0 | 0 | 0 | 0 | 0 | 0 | 0 | 0 | 0 | 0 | 0 | 0 | 0 | 0 | 0 | 0 | 0 | 0 | 0 | 0 | 0 | 0 | 0 | 0 | 0 | 0 | 0 | 0 | 0 | 0 | 0 | 0 | 0 | 0 | 0 | 0 | 0 | 0 | 0 | 0 | 0 | 0 | 0 | 0 | 0 | 0 | 0 | 0 | 0 | 0 | 0 | 0 | 0 | 0
| Igénybejelentési biztosíték | k€ |  |  | 1232.8767 | 0 | 0 | 0 | 0 | 0 | 1232.8767 | 0 | 0 | 0 | 0 | 0 | 0 | 0 | 0 | 0 | 0 | 0 | 0 | 0 | 0 | 0 | 0 | 0 | 0 | 0 | 0 | 0 | 0 | 0 | 0 | 0 | 0 | 0 | 0 | 0 | 0 | 0 | 0 | 0 | 0 | 0 | 0 | 0 | 0 | 0 | 0 | 0 | 0 | 0 | 0 | 0 | 0 | 0 | 0 | 0 | 0 | 0 | 0 | 0 | 0 | 0
| Csatlakozási díj – közvetlen | k€ |  |  | 1392.7282 | 0 | 0 | 0 | 0 | 0 | 0 | 0 | 0 | 0 | 0 | 0 | 0 | 0 | 0 | 0 | 0 | 0 | 0 | 0 | 0 | 0 | 0 | 0 | 0 | 0 | 0 | 0 | 0 | 0 | 0 | 1392.7282 | 0 | 0 | 0 | 0 | 0 | 0 | 0 | 0 | 0 | 0 | 0 | 0 | 0 | 0 | 0 | 0 | 0 | 0 | 0 | 0 | 0 | 0 | 0 | 0 | 0 | 0 | 0 | 0 | 0 | 0
| Kiegészítő biztosíték 1. részlet | k€ |  |  | 0 | 0 | 0 | 0 | 0 | 0 | 0 | 0 | 0 | 0 | 0 | 0 | 0 | 0 | 0 | 0 | 0 | 0 | 0 | 0 | 0 | 0 | 0 | 0 | 0 | 0 | 0 | 0 | 0 | 0 | 0 | 0 | 0 | 0 | 0 | 0 | 0 | 0 | 0 | 0 | 0 | 0 | 0 | 0 | 0 | 0 | 0 | 0 | 0 | 0 | 0 | 0 | 0 | 0 | 0 | 0 | 0 | 0 | 0 | 0 | 0 | 0
| Kiegészítő biztosíték 2. részlet | k€ |  |  | 0 | 0 | 0 | 0 | 0 | 0 | 0 | 0 | 0 | 0 | 0 | 0 | 0 | 0 | 0 | 0 | 0 | 0 | 0 | 0 | 0 | 0 | 0 | 0 | 0 | 0 | 0 | 0 | 0 | 0 | 0 | 0 | 0 | 0 | 0 | 0 | 0 | 0 | 0 | 0 | 0 | 0 | 0 | 0 | 0 | 0 | 0 | 0 | 0 | 0 | 0 | 0 | 0 | 0 | 0 | 0 | 0 | 0 | 0 | 0 | 0 | 0
| Kiegészítő biztosíték visszautalás építési engedély megszerzésekor | k€ |  |  | 0 | 0 | 0 | 0 | 0 | 0 | 0 | 0 | 0 | 0 | 0 | 0 | 0 | 0 | 0 | 0 | 0 | 0 | 0 | 0 | 0 | 0 | 0 | 0 | 0 | 0 | 0 | 0 | 0 | 0 | 0 | 0 | 0 | 0 | 0 | 0 | 0 | 0 | 0 | 0 | 0 | 0 | 0 | 0 | 0 | 0 | 0 | 0 | 0 | 0 | 0 | 0 | 0 | 0 | 0 | 0 | 0 | 0 | 0 | 0 | 0 | 0
| Kiegészítő biztosíték 3. részlet | k€ |  |  | 0 | 0 | 0 | 0 | 0 | 0 | 0 | 0 | 0 | 0 | 0 | 0 | 0 | 0 | 0 | 0 | 0 | 0 | 0 | 0 | 0 | 0 | 0 | 0 | 0 | 0 | 0 | 0 | 0 | 0 | 0 | 0 | 0 | 0 | 0 | 0 | 0 | 0 | 0 | 0 | 0 | 0 | 0 | 0 | 0 | 0 | 0 | 0 | 0 | 0 | 0 | 0 | 0 | 0 | 0 | 0 | 0 | 0 | 0 | 0 | 0 | 0
| Kiegészítő biztosíték 4. részlet | k€ |  |  | 0 | 0 | 0 | 0 | 0 | 0 | 0 | 0 | 0 | 0 | 0 | 0 | 0 | 0 | 0 | 0 | 0 | 0 | 0 | 0 | 0 | 0 | 0 | 0 | 0 | 0 | 0 | 0 | 0 | 0 | 0 | 0 | 0 | 0 | 0 | 0 | 0 | 0 | 0 | 0 | 0 | 0 | 0 | 0 | 0 | 0 | 0 | 0 | 0 | 0 | 0 | 0 | 0 | 0 | 0 | 0 | 0 | 0 | 0 | 0 | 0 | 0
| Csatlakozási díj – becsült összeg | k€ |  |  | 18786.6592 | 0 | 0 | 0 | 0 | 0 | 0 | 0 | 0 | 0 | 0 | 0 | 0 | 0 | 0 | 0 | 0 | 0 | 0 | 0 | 0 | 0 | 0 | 0 | 0 | 0 | 0 | 0 | 0 | 0 | 0 | 18786.6592 | 0 | 0 | 0 | 0 | 0 | 0 | 0 | 0 | 0 | 0 | 0 | 0 | 0 | 0 | 0 | 0 | 0 | 0 | 0 | 0 | 0 | 0 | 0 | 0 | 0 | 0 | 0 | 0 | 0 | 0
| Total cash deposits paid / (refunded) | k€ |  |  | 21428.7025 | 0 | 0 | 0 | 16.4384 | 0 | 1232.8767 | 0 | 0 | 0 | 0 | 0 | 0 | 0 | 0 | 0 | 0 | 0 | 0 | 0 | 0 | 0 | 0 | 0 | 0 | 0 | 0 | 0 | 0 | 0 | 0 | 20179.3874 | 0 | 0 | 0 | 0 | 0 | 0 | 0 | 0 | 0 | 0 | 0 | 0 | 0 | 0 | 0 | 0 | 0 | 0 | 0 | 0 | 0 | 0 | 0 | 0 | 0 | 0 | 0 | 0 | 0 | 0
| Cash posted with counterparties (cumulative) | k€ |  |  | 21428.7025 | 0 | 0 | 0 | 16.4384 | 16.4384 | 1249.3151 | 1249.3151 | 1249.3151 | 1249.3151 | 1249.3151 | 1249.3151 | 1249.3151 | 1249.3151 | 1249.3151 | 1249.3151 | 1249.3151 | 1249.3151 | 1249.3151 | 1249.3151 | 1249.3151 | 1249.3151 | 1249.3151 | 1249.3151 | 1249.3151 | 1249.3151 | 1249.3151 | 1249.3151 | 1249.3151 | 1249.3151 | 1249.3151 | 21428.7025 | 21428.7025 | 21428.7025 | 21428.7025 | 21428.7025 | 21428.7025 | 21428.7025 | 21428.7025 | 21428.7025 | 21428.7025 | 21428.7025 | 21428.7025 | 21428.7025 | 21428.7025 | 21428.7025 | 21428.7025 | 21428.7025 | 21428.7025 | 21428.7025 | 21428.7025 | 21428.7025 | 21428.7025 | 21428.7025 | 21428.7025 | 21428.7025 | 21428.7025 | 21428.7025 | 21428.7025 | 21428.7025 | 21428.7025 | 21428.7025
5. Guarantee-backed securities and guarantee fee (line × (1 − cash switch))
| Részvételi díj | k€ |  |  | 0 | 0 | 0 | 0 | 0 | 0 | 0 | 0 | 0 | 0 | 0 | 0 | 0 | 0 | 0 | 0 | 0 | 0 | 0 | 0 | 0 | 0 | 0 | 0 | 0 | 0 | 0 | 0 | 0 | 0 | 0 | 0 | 0 | 0 | 0 | 0 | 0 | 0 | 0 | 0 | 0 | 0 | 0 | 0 | 0 | 0 | 0 | 0 | 0 | 0 | 0 | 0 | 0 | 0 | 0 | 0 | 0 | 0 | 0 | 0 | 0 | 0
| Ajánlati biztosíték | k€ |  |  | 1051.7808 | 0 | 0 | 0 | 1051.7808 | 0 | 0 | 0 | 0 | 0 | 0 | 0 | 0 | 0 | 0 | 0 | 0 | 0 | 0 | 0 | 0 | 0 | 0 | 0 | 0 | 0 | 0 | 0 | 0 | 0 | 0 | 0 | 0 | 0 | 0 | 0 | 0 | 0 | 0 | 0 | 0 | 0 | 0 | 0 | 0 | 0 | 0 | 0 | 0 | 0 | 0 | 0 | 0 | 0 | 0 | 0 | 0 | 0 | 0 | 0 | 0 | 0
| Ajánlati biztosíték visszatérítés – sikertelen kapacitás | k€ |  |  | 0 | 0 | 0 | 0 | 0 | 0 | 0 | 0 | 0 | 0 | 0 | 0 | 0 | 0 | 0 | 0 | 0 | 0 | 0 | 0 | 0 | 0 | 0 | 0 | 0 | 0 | 0 | 0 | 0 | 0 | 0 | 0 | 0 | 0 | 0 | 0 | 0 | 0 | 0 | 0 | 0 | 0 | 0 | 0 | 0 | 0 | 0 | 0 | 0 | 0 | 0 | 0 | 0 | 0 | 0 | 0 | 0 | 0 | 0 | 0 | 0 | 0
| Teljesítési biztosíték | k€ |  |  | 6836.5753 | 0 | 0 | 0 | 0 | 0 | 6836.5753 | 0 | 0 | 0 | 0 | 0 | 0 | 0 | 0 | 0 | 0 | 0 | 0 | 0 | 0 | 0 | 0 | 0 | 0 | 0 | 0 | 0 | 0 | 0 | 0 | 0 | 0 | 0 | 0 | 0 | 0 | 0 | 0 | 0 | 0 | 0 | 0 | 0 | 0 | 0 | 0 | 0 | 0 | 0 | 0 | 0 | 0 | 0 | 0 | 0 | 0 | 0 | 0 | 0 | 0 | 0
| Igénybejelentési biztosíték | k€ |  |  | 0 | 0 | 0 | 0 | 0 | 0 | 0 | 0 | 0 | 0 | 0 | 0 | 0 | 0 | 0 | 0 | 0 | 0 | 0 | 0 | 0 | 0 | 0 | 0 | 0 | 0 | 0 | 0 | 0 | 0 | 0 | 0 | 0 | 0 | 0 | 0 | 0 | 0 | 0 | 0 | 0 | 0 | 0 | 0 | 0 | 0 | 0 | 0 | 0 | 0 | 0 | 0 | 0 | 0 | 0 | 0 | 0 | 0 | 0 | 0 | 0 | 0
| Csatlakozási díj – közvetlen | k€ |  |  | 0 | 0 | 0 | 0 | 0 | 0 | 0 | 0 | 0 | 0 | 0 | 0 | 0 | 0 | 0 | 0 | 0 | 0 | 0 | 0 | 0 | 0 | 0 | 0 | 0 | 0 | 0 | 0 | 0 | 0 | 0 | 0 | 0 | 0 | 0 | 0 | 0 | 0 | 0 | 0 | 0 | 0 | 0 | 0 | 0 | 0 | 0 | 0 | 0 | 0 | 0 | 0 | 0 | 0 | 0 | 0 | 0 | 0 | 0 | 0 | 0 | 0
| Kiegészítő biztosíték 1. részlet | k€ |  |  | 0 | 0 | 0 | 0 | 0 | 0 | 0 | 0 | 0 | 0 | 0 | 0 | 0 | 0 | 0 | 0 | 0 | 0 | 0 | 0 | 0 | 0 | 0 | 0 | 0 | 0 | 0 | 0 | 0 | 0 | 0 | 0 | 0 | 0 | 0 | 0 | 0 | 0 | 0 | 0 | 0 | 0 | 0 | 0 | 0 | 0 | 0 | 0 | 0 | 0 | 0 | 0 | 0 | 0 | 0 | 0 | 0 | 0 | 0 | 0 | 0 | 0
| Kiegészítő biztosíték 2. részlet | k€ |  |  | 0 | 0 | 0 | 0 | 0 | 0 | 0 | 0 | 0 | 0 | 0 | 0 | 0 | 0 | 0 | 0 | 0 | 0 | 0 | 0 | 0 | 0 | 0 | 0 | 0 | 0 | 0 | 0 | 0 | 0 | 0 | 0 | 0 | 0 | 0 | 0 | 0 | 0 | 0 | 0 | 0 | 0 | 0 | 0 | 0 | 0 | 0 | 0 | 0 | 0 | 0 | 0 | 0 | 0 | 0 | 0 | 0 | 0 | 0 | 0 | 0 | 0
| Kiegészítő biztosíték visszautalás építési engedély megszerzésekor | k€ |  |  | 0 | 0 | 0 | 0 | 0 | 0 | 0 | 0 | 0 | 0 | 0 | 0 | 0 | 0 | 0 | 0 | 0 | 0 | 0 | 0 | 0 | 0 | 0 | 0 | 0 | 0 | 0 | 0 | 0 | 0 | 0 | 0 | 0 | 0 | 0 | 0 | 0 | 0 | 0 | 0 | 0 | 0 | 0 | 0 | 0 | 0 | 0 | 0 | 0 | 0 | 0 | 0 | 0 | 0 | 0 | 0 | 0 | 0 | 0 | 0 | 0 | 0
| Kiegészítő biztosíték 3. részlet | k€ |  |  | 0 | 0 | 0 | 0 | 0 | 0 | 0 | 0 | 0 | 0 | 0 | 0 | 0 | 0 | 0 | 0 | 0 | 0 | 0 | 0 | 0 | 0 | 0 | 0 | 0 | 0 | 0 | 0 | 0 | 0 | 0 | 0 | 0 | 0 | 0 | 0 | 0 | 0 | 0 | 0 | 0 | 0 | 0 | 0 | 0 | 0 | 0 | 0 | 0 | 0 | 0 | 0 | 0 | 0 | 0 | 0 | 0 | 0 | 0 | 0 | 0 | 0
| Kiegészítő biztosíték 4. részlet | k€ |  |  | 0 | 0 | 0 | 0 | 0 | 0 | 0 | 0 | 0 | 0 | 0 | 0 | 0 | 0 | 0 | 0 | 0 | 0 | 0 | 0 | 0 | 0 | 0 | 0 | 0 | 0 | 0 | 0 | 0 | 0 | 0 | 0 | 0 | 0 | 0 | 0 | 0 | 0 | 0 | 0 | 0 | 0 | 0 | 0 | 0 | 0 | 0 | 0 | 0 | 0 | 0 | 0 | 0 | 0 | 0 | 0 | 0 | 0 | 0 | 0 | 0 | 0
| Csatlakozási díj – becsült összeg | k€ |  |  | 0 | 0 | 0 | 0 | 0 | 0 | 0 | 0 | 0 | 0 | 0 | 0 | 0 | 0 | 0 | 0 | 0 | 0 | 0 | 0 | 0 | 0 | 0 | 0 | 0 | 0 | 0 | 0 | 0 | 0 | 0 | 0 | 0 | 0 | 0 | 0 | 0 | 0 | 0 | 0 | 0 | 0 | 0 | 0 | 0 | 0 | 0 | 0 | 0 | 0 | 0 | 0 | 0 | 0 | 0 | 0 | 0 | 0 | 0 | 0 | 0 | 0
| Total guarantee movements | k€ |  |  | 7888.3562 | 0 | 0 | 0 | 1051.7808 | 0 | 6836.5753 | 0 | 0 | 0 | 0 | 0 | 0 | 0 | 0 | 0 | 0 | 0 | 0 | 0 | 0 | 0 | 0 | 0 | 0 | 0 | 0 | 0 | 0 | 0 | 0 | 0 | 0 | 0 | 0 | 0 | 0 | 0 | 0 | 0 | 0 | 0 | 0 | 0 | 0 | 0 | 0 | 0 | 0 | 0 | 0 | 0 | 0 | 0 | 0 | 0 | 0 | 0 | 0 | 0 | 0 | 0
| Opening guarantee balance | k€ |  |  |  | 0 | 0 | 0 | 0 | 1051.7808 | 1051.7808 | 7888.3562 | 7888.3562 | 7888.3562 | 7888.3562 | 7888.3562 | 7888.3562 | 7888.3562 | 7888.3562 | 7888.3562 | 7888.3562 | 7888.3562 | 7888.3562 | 7888.3562 | 7888.3562 | 7888.3562 | 7888.3562 | 7888.3562 | 7888.3562 | 7888.3562 | 7888.3562 | 7888.3562 | 7888.3562 | 7888.3562 | 7888.3562 | 7888.3562 | 7888.3562 | 7888.3562 | 7888.3562 | 7888.3562 | 7888.3562 | 7888.3562 | 7888.3562 | 7888.3562 | 7888.3562 | 7888.3562 | 7888.3562 | 0 | 0 | 0 | 0 | 0 | 0 | 0 | 0 | 0 | 0 | 0 | 0 | 0 | 0 | 0 | 0 | 0 | 0 | 0
| Guarantees issued / (reduced) | k€ |  |  |  | 0 | 0 | 0 | 1051.7808 | 0 | 6836.5753 | 0 | 0 | 0 | 0 | 0 | 0 | 0 | 0 | 0 | 0 | 0 | 0 | 0 | 0 | 0 | 0 | 0 | 0 | 0 | 0 | 0 | 0 | 0 | 0 | 0 | 0 | 0 | 0 | 0 | 0 | 0 | 0 | 0 | 0 | 0 | 0 | 0 | 0 | 0 | 0 | 0 | 0 | 0 | 0 | 0 | 0 | 0 | 0 | 0 | 0 | 0 | 0 | 0 | 0 | 0
| Release at sale | k€ |  |  | -7888.3562 | 0 | 0 | 0 | 0 | 0 | 0 | 0 | 0 | 0 | 0 | 0 | 0 | 0 | 0 | 0 | 0 | 0 | 0 | 0 | 0 | 0 | 0 | 0 | 0 | 0 | 0 | 0 | 0 | 0 | 0 | 0 | 0 | 0 | 0 | 0 | 0 | 0 | 0 | 0 | 0 | 0 | -7888.3562 | 0 | 0 | 0 | 0 | 0 | 0 | 0 | 0 | 0 | 0 | 0 | 0 | 0 | 0 | 0 | 0 | 0 | 0 | 0
| Closing guarantee balance | k€ |  |  | 7888.3562 | 0 | 0 | 0 | 1051.7808 | 1051.7808 | 7888.3562 | 7888.3562 | 7888.3562 | 7888.3562 | 7888.3562 | 7888.3562 | 7888.3562 | 7888.3562 | 7888.3562 | 7888.3562 | 7888.3562 | 7888.3562 | 7888.3562 | 7888.3562 | 7888.3562 | 7888.3562 | 7888.3562 | 7888.3562 | 7888.3562 | 7888.3562 | 7888.3562 | 7888.3562 | 7888.3562 | 7888.3562 | 7888.3562 | 7888.3562 | 7888.3562 | 7888.3562 | 7888.3562 | 7888.3562 | 7888.3562 | 7888.3562 | 7888.3562 | 7888.3562 | 7888.3562 | 7888.3562 | 0 | 0 | 0 | 0 | 0 | 0 | 0 | 0 | 0 | 0 | 0 | 0 | 0 | 0 | 0 | 0 | 0 | 0 | 0 | 0
| EURIBOR (Curves, selected) | % p.a. |  |  |  | 2.204% | 2.303% | 2.394% | 2.481% | 2.564% | 2.635% | 2.701% | 2.748% | 2.782% | 2.81% | 2.828% | 2.838% | 2.842% | 2.84% | 2.834% | 2.825% | 2.815% | 2.806% | 2.796% | 2.79% | 2.784% | 2.78% | 2.778% | 2.776% | 2.776% | 2.777% | 2.779% | 2.781% | 2.784% | 2.787% | 2.787% | 2.787% | 2.787% | 2.787% | 2.787% | 2.787% | 2.787% | 2.787% | 2.787% | 2.787% | 2.787% | 2.787% | 2.787% | 2.787% | 2.787% | 2.787% | 2.787% | 2.787% | 2.787% | 2.787% | 2.787% | 2.787% | 2.787% | 2.787% | 2.787% | 2.787% | 2.787% | 2.787% | 2.787% | 2.787% | 2.787%
| All-in guarantee rate (assumed flat if Inputs E97 = 1, else EURIBOR + margin) | % p.a. | bar: 2026-07-31 to 2031-07-31
| Guarantee fee | k€ |  |  | 1469.8637 | 0 | 0 | 0 | 5.2589 | 5.2589 | 39.4418 | 39.4418 | 39.4418 | 39.4418 | 39.4418 | 39.4418 | 39.4418 | 39.4418 | 39.4418 | 39.4418 | 39.4418 | 39.4418 | 39.4418 | 39.4418 | 39.4418 | 39.4418 | 39.4418 | 39.4418 | 39.4418 | 39.4418 | 39.4418 | 39.4418 | 39.4418 | 39.4418 | 39.4418 | 39.4418 | 39.4418 | 39.4418 | 39.4418 | 39.4418 | 39.4418 | 39.4418 | 39.4418 | 39.4418 | 39.4418 | 39.4418 | 39.4418 | 0 | 0 | 0 | 0 | 0 | 0 | 0 | 0 | 0 | 0 | 0 | 0 | 0 | 0 | 0 | 0 | 0 | 0 | 0
| Interest on guarantee-backed securities (credited to lenders) | % p.a. | 6%
| Opening accrued guarantee interest | k€ |  |  |  | 0 | 0 | 0 | 0 | 5.1196 | 10.2641 | 48.711 | 87.3451 | 126.1673 | 165.1783 | 204.3793 | 243.7711 | 283.3547 | 323.1309 | 363.1007 | 403.2651 | 443.625 | 484.1813 | 524.9351 | 565.8872 | 607.0387 | 648.3904 | 689.9435 | 731.6988 | 773.6573 | 815.8201 | 858.1881 | 900.7624 | 943.5439 | 986.5336 | 1029.7326 | 1073.1418 | 1116.7623 | 1160.5952 | 1204.6414 | 1248.9021 | 1293.3781 | 1293.3781 | 1293.3781 | 1293.3781 | 1293.3781 | 1293.3781 | 0 | 0 | 0 | 0 | 0 | 0 | 0 | 0 | 0 | 0 | 0 | 0 | 0 | 0 | 0 | 0 | 0 | 0 | 0
| Guarantee interest accrual (memo; accrual flag row 10 – interest pause excluded) | k€ |  |  | 1293.3781 | 0 | 0 | 0 | 5.1196 | 5.1445 | 38.4469 | 38.6341 | 38.8221 | 39.0111 | 39.201 | 39.3918 | 39.5835 | 39.7762 | 39.9698 | 40.1644 | 40.3599 | 40.5563 | 40.7537 | 40.9521 | 41.1515 | 41.3518 | 41.553 | 41.7553 | 41.9586 | 42.1628 | 42.368 | 42.5742 | 42.7815 | 42.9897 | 43.199 | 43.4092 | 43.6205 | 43.8329 | 44.0462 | 44.2606 | 44.4761 | 0 | 0 | 0 | 0 | 0 | 0 | 0 | 0 | 0 | 0 | 0 | 0 | 0 | 0 | 0 | 0 | 0 | 0 | 0 | 0 | 0 | 0 | 0 | 0 | 0
| Paid from proceeds at sale | k€ |  |  | -1293.3781 | 0 | 0 | 0 | 0 | 0 | 0 | 0 | 0 | 0 | 0 | 0 | 0 | 0 | 0 | 0 | 0 | 0 | 0 | 0 | 0 | 0 | 0 | 0 | 0 | 0 | 0 | 0 | 0 | 0 | 0 | 0 | 0 | 0 | 0 | 0 | 0 | 0 | 0 | 0 | 0 | 0 | -1293.3781 | 0 | 0 | 0 | 0 | 0 | 0 | 0 | 0 | 0 | 0 | 0 | 0 | 0 | 0 | 0 | 0 | 0 | 0 | 0
| Closing accrued guarantee interest | k€ |  |  |  | 0 | 0 | 0 | 5.1196 | 10.2641 | 48.711 | 87.3451 | 126.1673 | 165.1783 | 204.3793 | 243.7711 | 283.3547 | 323.1309 | 363.1007 | 403.2651 | 443.625 | 484.1813 | 524.9351 | 565.8872 | 607.0387 | 648.3904 | 689.9435 | 731.6988 | 773.6573 | 815.8201 | 858.1881 | 900.7624 | 943.5439 | 986.5336 | 1029.7326 | 1073.1418 | 1116.7623 | 1160.5952 | 1204.6414 | 1248.9021 | 1293.3781 | 1293.3781 | 1293.3781 | 1293.3781 | 1293.3781 | 1293.3781 | 0 | 0 | 0 | 0 | 0 | 0 | 0 | 0 | 0 | 0 | 0 | 0 | 0 | 0 | 0 | 0 | 0 | 0 | 0 | 0
6. Recovery of securities at exit – buyer reimburses cash posted, per line % (Inputs J)
| Részvételi díj | k€ |  |  | 0 | 0 | 0 | 0 | 0 | 0 | 0 | 0 | 0 | 0 | 0 | 0 | 0 | 0 | 0 | 0 | 0 | 0 | 0 | 0 | 0 | 0 | 0 | 0 | 0 | 0 | 0 | 0 | 0 | 0 | 0 | 0 | 0 | 0 | 0 | 0 | 0 | 0 | 0 | 0 | 0 | 0 | 0 | 0 | 0 | 0 | 0 | 0 | 0 | 0 | 0 | 0 | 0 | 0 | 0 | 0 | 0 | 0 | 0 | 0 | 0 | 0
| Ajánlati biztosíték | k€ |  |  | 0 | 0 | 0 | 0 | 0 | 0 | 0 | 0 | 0 | 0 | 0 | 0 | 0 | 0 | 0 | 0 | 0 | 0 | 0 | 0 | 0 | 0 | 0 | 0 | 0 | 0 | 0 | 0 | 0 | 0 | 0 | 0 | 0 | 0 | 0 | 0 | 0 | 0 | 0 | 0 | 0 | 0 | 0 | 0 | 0 | 0 | 0 | 0 | 0 | 0 | 0 | 0 | 0 | 0 | 0 | 0 | 0 | 0 | 0 | 0 | 0 | 0
| Ajánlati biztosíték visszatérítés – sikertelen kapacitás | k€ |  |  | 0 | 0 | 0 | 0 | 0 | 0 | 0 | 0 | 0 | 0 | 0 | 0 | 0 | 0 | 0 | 0 | 0 | 0 | 0 | 0 | 0 | 0 | 0 | 0 | 0 | 0 | 0 | 0 | 0 | 0 | 0 | 0 | 0 | 0 | 0 | 0 | 0 | 0 | 0 | 0 | 0 | 0 | 0 | 0 | 0 | 0 | 0 | 0 | 0 | 0 | 0 | 0 | 0 | 0 | 0 | 0 | 0 | 0 | 0 | 0 | 0 | 0
| Teljesítési biztosíték | k€ |  |  | 0 | 0 | 0 | 0 | 0 | 0 | 0 | 0 | 0 | 0 | 0 | 0 | 0 | 0 | 0 | 0 | 0 | 0 | 0 | 0 | 0 | 0 | 0 | 0 | 0 | 0 | 0 | 0 | 0 | 0 | 0 | 0 | 0 | 0 | 0 | 0 | 0 | 0 | 0 | 0 | 0 | 0 | 0 | 0 | 0 | 0 | 0 | 0 | 0 | 0 | 0 | 0 | 0 | 0 | 0 | 0 | 0 | 0 | 0 | 0 | 0 | 0
| Igénybejelentési biztosíték | k€ |  |  | 1232.8767 | 0 | 0 | 0 | 0 | 0 | 0 | 0 | 0 | 0 | 0 | 0 | 0 | 0 | 0 | 0 | 0 | 0 | 0 | 0 | 0 | 0 | 0 | 0 | 0 | 0 | 0 | 0 | 0 | 0 | 0 | 0 | 0 | 0 | 0 | 0 | 0 | 0 | 0 | 0 | 0 | 0 | 1232.8767 | 0 | 0 | 0 | 0 | 0 | 0 | 0 | 0 | 0 | 0 | 0 | 0 | 0 | 0 | 0 | 0 | 0 | 0 | 0
| Csatlakozási díj – közvetlen | k€ |  |  | 1392.7282 | 0 | 0 | 0 | 0 | 0 | 0 | 0 | 0 | 0 | 0 | 0 | 0 | 0 | 0 | 0 | 0 | 0 | 0 | 0 | 0 | 0 | 0 | 0 | 0 | 0 | 0 | 0 | 0 | 0 | 0 | 0 | 0 | 0 | 0 | 0 | 0 | 0 | 0 | 0 | 0 | 0 | 1392.7282 | 0 | 0 | 0 | 0 | 0 | 0 | 0 | 0 | 0 | 0 | 0 | 0 | 0 | 0 | 0 | 0 | 0 | 0 | 0
| Kiegészítő biztosíték 1. részlet | k€ |  |  | 0 | 0 | 0 | 0 | 0 | 0 | 0 | 0 | 0 | 0 | 0 | 0 | 0 | 0 | 0 | 0 | 0 | 0 | 0 | 0 | 0 | 0 | 0 | 0 | 0 | 0 | 0 | 0 | 0 | 0 | 0 | 0 | 0 | 0 | 0 | 0 | 0 | 0 | 0 | 0 | 0 | 0 | 0 | 0 | 0 | 0 | 0 | 0 | 0 | 0 | 0 | 0 | 0 | 0 | 0 | 0 | 0 | 0 | 0 | 0 | 0 | 0
| Kiegészítő biztosíték 2. részlet | k€ |  |  | 0 | 0 | 0 | 0 | 0 | 0 | 0 | 0 | 0 | 0 | 0 | 0 | 0 | 0 | 0 | 0 | 0 | 0 | 0 | 0 | 0 | 0 | 0 | 0 | 0 | 0 | 0 | 0 | 0 | 0 | 0 | 0 | 0 | 0 | 0 | 0 | 0 | 0 | 0 | 0 | 0 | 0 | 0 | 0 | 0 | 0 | 0 | 0 | 0 | 0 | 0 | 0 | 0 | 0 | 0 | 0 | 0 | 0 | 0 | 0 | 0 | 0
| Kiegészítő biztosíték visszautalás építési engedély megszerzésekor | k€ |  |  | 0 | 0 | 0 | 0 | 0 | 0 | 0 | 0 | 0 | 0 | 0 | 0 | 0 | 0 | 0 | 0 | 0 | 0 | 0 | 0 | 0 | 0 | 0 | 0 | 0 | 0 | 0 | 0 | 0 | 0 | 0 | 0 | 0 | 0 | 0 | 0 | 0 | 0 | 0 | 0 | 0 | 0 | 0 | 0 | 0 | 0 | 0 | 0 | 0 | 0 | 0 | 0 | 0 | 0 | 0 | 0 | 0 | 0 | 0 | 0 | 0 | 0
| Kiegészítő biztosíték 3. részlet | k€ |  |  | 0 | 0 | 0 | 0 | 0 | 0 | 0 | 0 | 0 | 0 | 0 | 0 | 0 | 0 | 0 | 0 | 0 | 0 | 0 | 0 | 0 | 0 | 0 | 0 | 0 | 0 | 0 | 0 | 0 | 0 | 0 | 0 | 0 | 0 | 0 | 0 | 0 | 0 | 0 | 0 | 0 | 0 | 0 | 0 | 0 | 0 | 0 | 0 | 0 | 0 | 0 | 0 | 0 | 0 | 0 | 0 | 0 | 0 | 0 | 0 | 0 | 0
| Kiegészítő biztosíték 4. részlet | k€ |  |  | 0 | 0 | 0 | 0 | 0 | 0 | 0 | 0 | 0 | 0 | 0 | 0 | 0 | 0 | 0 | 0 | 0 | 0 | 0 | 0 | 0 | 0 | 0 | 0 | 0 | 0 | 0 | 0 | 0 | 0 | 0 | 0 | 0 | 0 | 0 | 0 | 0 | 0 | 0 | 0 | 0 | 0 | 0 | 0 | 0 | 0 | 0 | 0 | 0 | 0 | 0 | 0 | 0 | 0 | 0 | 0 | 0 | 0 | 0 | 0 | 0 | 0
| Csatlakozási díj – becsült összeg | k€ |  |  | 18786.6592 | 0 | 0 | 0 | 0 | 0 | 0 | 0 | 0 | 0 | 0 | 0 | 0 | 0 | 0 | 0 | 0 | 0 | 0 | 0 | 0 | 0 | 0 | 0 | 0 | 0 | 0 | 0 | 0 | 0 | 0 | 0 | 0 | 0 | 0 | 0 | 0 | 0 | 0 | 0 | 0 | 0 | 18786.6592 | 0 | 0 | 0 | 0 | 0 | 0 | 0 | 0 | 0 | 0 | 0 | 0 | 0 | 0 | 0 | 0 | 0 | 0 | 0
| Total recovered at exit | k€ |  |  | 21412.2641 | 0 | 0 | 0 | 0 | 0 | 0 | 0 | 0 | 0 | 0 | 0 | 0 | 0 | 0 | 0 | 0 | 0 | 0 | 0 | 0 | 0 | 0 | 0 | 0 | 0 | 0 | 0 | 0 | 0 | 0 | 0 | 0 | 0 | 0 | 0 | 0 | 0 | 0 | 0 | 0 | 0 | 21412.2641 | 0 | 0 | 0 | 0 | 0 | 0 | 0 | 0 | 0 | 0 | 0 | 0 | 0 | 0 | 0 | 0 | 0 | 0 | 0
7. Funding split of cash deposits between the two shareholder loans – 'recoverable' = refunded if the project FAILS (Deposits U / Inputs S)
| Funded by recoverable loan (refundable share of each line; participation fee per Inputs E256 / Deposits U7) | k€ |  |  | 21412.2641 | 0 | 0 | 0 | 0 | 0 | 1232.8767 | 0 | 0 | 0 | 0 | 0 | 0 | 0 | 0 | 0 | 0 | 0 | 0 | 0 | 0 | 0 | 0 | 0 | 0 | 0 | 0 | 0 | 0 | 0 | 0 | 20179.3874 | 0 | 0 | 0 | 0 | 0 | 0 | 0 | 0 | 0 | 0 | 0 | 0 | 0 | 0 | 0 | 0 | 0 | 0 | 0 | 0 | 0 | 0 | 0 | 0 | 0 | 0 | 0 | 0 | 0 | 0
| Funded by unrecoverable (at-risk) loan (balance – forfeited on failure) | k€ |  |  | 16.4384 | 0 | 0 | 0 | 16.4384 | 0 | 0 | 0 | 0 | 0 | 0 | 0 | 0 | 0 | 0 | 0 | 0 | 0 | 0 | 0 | 0 | 0 | 0 | 0 | 0 | 0 | 0 | 0 | 0 | 0 | 0 | 0 | 0 | 0 | 0 | 0 | 0 | 0 | 0 | 0 | 0 | 0 | 0 | 0 | 0 | 0 | 0 | 0 | 0 | 0 | 0 | 0 | 0 | 0 | 0 | 0 | 0 | 0 | 0 | 0 | 0 | 0
8. Shareholder loans (monthly compounding; repaid from proceeds at sale)
| FEP share of loan funding | % | 100%
| Developer share of loan funding | % | 0%
FEP – recoverable loan
| Opening balance | k€ |  |  |  | 0 | 0 | 0 | 0 | 0 | 0 | 1244.5752 | 1256.3847 | 1268.3063 | 1280.341 | 1292.4899 | 1304.7541 | 1317.1346 | 1329.6326 | 1342.2492 | 1354.9856 | 1367.8427 | 1380.8219 | 1393.9243 | 1407.1509 | 1420.5031 | 1433.9819 | 1447.5887 | 1461.3246 | 1475.1908 | 1489.1885 | 1503.3191 | 1517.5838 | 1531.9839 | 1546.5205 | 1561.1952 | 21946.8745 | 22155.1238 | 22365.3492 | 22577.5694 | 22791.8032 | 23008.0699 | 23008.0699 | 23008.0699 | 23008.0699 | 23008.0699 | 23008.0699 | 0 | 0 | 0 | 0 | 0 | 0 | 0 | 0 | 0 | 0 | 0 | 0 | 0 | 0 | 0 | 0 | 0 | 0 | 0
| Drawdown (recoverable deposits) | k€ |  |  | 21412.2641 | 0 | 0 | 0 | 0 | 0 | 1232.8767 | 0 | 0 | 0 | 0 | 0 | 0 | 0 | 0 | 0 | 0 | 0 | 0 | 0 | 0 | 0 | 0 | 0 | 0 | 0 | 0 | 0 | 0 | 0 | 0 | 20179.3874 | 0 | 0 | 0 | 0 | 0 | 0 | 0 | 0 | 0 | 0 | 0 | 0 | 0 | 0 | 0 | 0 | 0 | 0 | 0 | 0 | 0 | 0 | 0 | 0 | 0 | 0 | 0 | 0 | 0 | 0
| Interest | k€ | 12% |  | 1595.8058 | 0 | 0 | 0 | 0 | 0 | 11.6985 | 11.8095 | 11.9216 | 12.0347 | 12.1489 | 12.2642 | 12.3805 | 12.498 | 12.6166 | 12.7363 | 12.8572 | 12.9792 | 13.1023 | 13.2267 | 13.3522 | 13.4789 | 13.6068 | 13.7359 | 13.8662 | 13.9978 | 14.1306 | 14.2647 | 14.4 | 14.5367 | 14.6746 | 206.2919 | 208.2493 | 210.2254 | 212.2202 | 214.2339 | 216.2667 | 0 | 0 | 0 | 0 | 0 | 0 | 0 | 0 | 0 | 0 | 0 | 0 | 0 | 0 | 0 | 0 | 0 | 0 | 0 | 0 | 0 | 0 | 0 | 0 | 0
| Repayment at sale | k€ |  |  | -23008.0699 | 0 | 0 | 0 | 0 | 0 | 0 | 0 | 0 | 0 | 0 | 0 | 0 | 0 | 0 | 0 | 0 | 0 | 0 | 0 | 0 | 0 | 0 | 0 | 0 | 0 | 0 | 0 | 0 | 0 | 0 | 0 | 0 | 0 | 0 | 0 | 0 | 0 | 0 | 0 | 0 | 0 | -23008.0699 | 0 | 0 | 0 | 0 | 0 | 0 | 0 | 0 | 0 | 0 | 0 | 0 | 0 | 0 | 0 | 0 | 0 | 0 | 0
| Closing balance | k€ |  |  |  | 0 | 0 | 0 | 0 | 0 | 1244.5752 | 1256.3847 | 1268.3063 | 1280.341 | 1292.4899 | 1304.7541 | 1317.1346 | 1329.6326 | 1342.2492 | 1354.9856 | 1367.8427 | 1380.8219 | 1393.9243 | 1407.1509 | 1420.5031 | 1433.9819 | 1447.5887 | 1461.3246 | 1475.1908 | 1489.1885 | 1503.3191 | 1517.5838 | 1531.9839 | 1546.5205 | 1561.1952 | 21946.8745 | 22155.1238 | 22365.3492 | 22577.5694 | 22791.8032 | 23008.0699 | 23008.0699 | 23008.0699 | 23008.0699 | 23008.0699 | 23008.0699 | 0 | 0 | 0 | 0 | 0 | 0 | 0 | 0 | 0 | 0 | 0 | 0 | 0 | 0 | 0 | 0 | 0 | 0 | 0 | 0
Developer – recoverable loan
| Opening balance | k€ |  |  |  | 0 | 0 | 0 | 0 | 0 | 0 | 0 | 0 | 0 | 0 | 0 | 0 | 0 | 0 | 0 | 0 | 0 | 0 | 0 | 0 | 0 | 0 | 0 | 0 | 0 | 0 | 0 | 0 | 0 | 0 | 0 | 0 | 0 | 0 | 0 | 0 | 0 | 0 | 0 | 0 | 0 | 0 | 0 | 0 | 0 | 0 | 0 | 0 | 0 | 0 | 0 | 0 | 0 | 0 | 0 | 0 | 0 | 0 | 0 | 0 | 0
| Drawdown (recoverable deposits) | k€ |  |  | 0 | 0 | 0 | 0 | 0 | 0 | 0 | 0 | 0 | 0 | 0 | 0 | 0 | 0 | 0 | 0 | 0 | 0 | 0 | 0 | 0 | 0 | 0 | 0 | 0 | 0 | 0 | 0 | 0 | 0 | 0 | 0 | 0 | 0 | 0 | 0 | 0 | 0 | 0 | 0 | 0 | 0 | 0 | 0 | 0 | 0 | 0 | 0 | 0 | 0 | 0 | 0 | 0 | 0 | 0 | 0 | 0 | 0 | 0 | 0 | 0 | 0
| Interest | k€ | 12% |  | 0 | 0 | 0 | 0 | 0 | 0 | 0 | 0 | 0 | 0 | 0 | 0 | 0 | 0 | 0 | 0 | 0 | 0 | 0 | 0 | 0 | 0 | 0 | 0 | 0 | 0 | 0 | 0 | 0 | 0 | 0 | 0 | 0 | 0 | 0 | 0 | 0 | 0 | 0 | 0 | 0 | 0 | 0 | 0 | 0 | 0 | 0 | 0 | 0 | 0 | 0 | 0 | 0 | 0 | 0 | 0 | 0 | 0 | 0 | 0 | 0 | 0
| Repayment at sale | k€ |  |  | 0 | 0 | 0 | 0 | 0 | 0 | 0 | 0 | 0 | 0 | 0 | 0 | 0 | 0 | 0 | 0 | 0 | 0 | 0 | 0 | 0 | 0 | 0 | 0 | 0 | 0 | 0 | 0 | 0 | 0 | 0 | 0 | 0 | 0 | 0 | 0 | 0 | 0 | 0 | 0 | 0 | 0 | 0 | 0 | 0 | 0 | 0 | 0 | 0 | 0 | 0 | 0 | 0 | 0 | 0 | 0 | 0 | 0 | 0 | 0 | 0 | 0
| Closing balance | k€ |  |  |  | 0 | 0 | 0 | 0 | 0 | 0 | 0 | 0 | 0 | 0 | 0 | 0 | 0 | 0 | 0 | 0 | 0 | 0 | 0 | 0 | 0 | 0 | 0 | 0 | 0 | 0 | 0 | 0 | 0 | 0 | 0 | 0 | 0 | 0 | 0 | 0 | 0 | 0 | 0 | 0 | 0 | 0 | 0 | 0 | 0 | 0 | 0 | 0 | 0 | 0 | 0 | 0 | 0 | 0 | 0 | 0 | 0 | 0 | 0 | 0 | 0
FEP – unrecoverable (at-risk) loan
| Opening balance | k€ |  |  |  | 0 | 0 | 0 | 0 | 193.6816 | 193.6816 | 193.6816 | 203.4113 | 382.3046 | 780.3046 | 780.3046 | 780.3046 | 823.5478 | 866.7911 | 866.7911 | 866.7911 | 866.7911 | 907.3316 | 1050.0127 | 2004.7566 | 2234.4863 | 2322.6215 | 2322.7296 | 2322.7296 | 2327.2296 | 2327.2296 | 2489.1036 | 2489.1036 | 2489.1036 | 2521.5361 | 2803.7437 | 2857.7978 | 2857.7978 | 3104.2843 | 3104.2843 | 3104.2843 | 3104.2843 | 3104.2843 | 3104.2843 | 3104.2843 | 3104.2843 | 3104.2843 | 0 | 0 | 0 | 0 | 0 | 0 | 0 | 0 | 0 | 0 | 0 | 0 | 0 | 0 | 0 | 0 | 0 | 0 | 0
| Drawdown – unrecoverable deposits and fees | k€ |  |  | 16.4384 | 0 | 0 | 0 | 16.4384 | 0 | 0 | 0 | 0 | 0 | 0 | 0 | 0 | 0 | 0 | 0 | 0 | 0 | 0 | 0 | 0 | 0 | 0 | 0 | 0 | 0 | 0 | 0 | 0 | 0 | 0 | 0 | 0 | 0 | 0 | 0 | 0 | 0 | 0 | 0 | 0 | 0 | 0 | 0 | 0 | 0 | 0 | 0 | 0 | 0 | 0 | 0 | 0 | 0 | 0 | 0 | 0 | 0 | 0 | 0 | 0 | 0
| Drawdown – devex incl. land costs reimbursed by buyer at RtB exit (row 20) | k€ |  |  | 3087.8459 | 0 | 0 | 0 | 177.2432 | 0 | 0 | 9.7297 | 178.8932 | 398 | 0 | 0 | 43.2432 | 43.2432 | 0 | 0 | 0 | 40.5405 | 142.6811 | 954.7439 | 229.7297 | 88.1351 | 0.10811 | 0 | 4.5 | 0 | 161.8741 | 0 | 0 | 32.4324 | 282.2077 | 54.0541 | 0 | 246.4865 | 0 | 0 | 0 | 0 | 0 | 0 | 0 | 0 | 0 | 0 | 0 | 0 | 0 | 0 | 0 | 0 | 0 | 0 | 0 | 0 | 0 | 0 | 0 | 0 | 0 | 0 | 0 | 0
| Interest | k€ | 20% |  | 0 | 0 | 0 | 0 | 0 | 0 | 0 | 0 | 0 | 0 | 0 | 0 | 0 | 0 | 0 | 0 | 0 | 0 | 0 | 0 | 0 | 0 | 0 | 0 | 0 | 0 | 0 | 0 | 0 | 0 | 0 | 0 | 0 | 0 | 0 | 0 | 0 | 0 | 0 | 0 | 0 | 0 | 0 | 0 | 0 | 0 | 0 | 0 | 0 | 0 | 0 | 0 | 0 | 0 | 0 | 0 | 0 | 0 | 0 | 0 | 0 | 0
| Repayment at sale | k€ |  |  | -3104.2843 | 0 | 0 | 0 | 0 | 0 | 0 | 0 | 0 | 0 | 0 | 0 | 0 | 0 | 0 | 0 | 0 | 0 | 0 | 0 | 0 | 0 | 0 | 0 | 0 | 0 | 0 | 0 | 0 | 0 | 0 | 0 | 0 | 0 | 0 | 0 | 0 | 0 | 0 | 0 | 0 | 0 | -3104.2843 | 0 | 0 | 0 | 0 | 0 | 0 | 0 | 0 | 0 | 0 | 0 | 0 | 0 | 0 | 0 | 0 | 0 | 0 | 0
| Closing balance | k€ |  |  |  | 0 | 0 | 0 | 193.6816 | 193.6816 | 193.6816 | 203.4113 | 382.3046 | 780.3046 | 780.3046 | 780.3046 | 823.5478 | 866.7911 | 866.7911 | 866.7911 | 866.7911 | 907.3316 | 1050.0127 | 2004.7566 | 2234.4863 | 2322.6215 | 2322.7296 | 2322.7296 | 2327.2296 | 2327.2296 | 2489.1036 | 2489.1036 | 2489.1036 | 2521.5361 | 2803.7437 | 2857.7978 | 2857.7978 | 3104.2843 | 3104.2843 | 3104.2843 | 3104.2843 | 3104.2843 | 3104.2843 | 3104.2843 | 3104.2843 | 3104.2843 | 0 | 0 | 0 | 0 | 0 | 0 | 0 | 0 | 0 | 0 | 0 | 0 | 0 | 0 | 0 | 0 | 0 | 0 | 0 | 0
| Cumulative principal drawn | k€ |  |  |  | 0 | 0 | 0 | 193.6816 | 193.6816 | 193.6816 | 203.4113 | 382.3046 | 780.3046 | 780.3046 | 780.3046 | 823.5478 | 866.7911 | 866.7911 | 866.7911 | 866.7911 | 907.3316 | 1050.0127 | 2004.7566 | 2234.4863 | 2322.6215 | 2322.7296 | 2322.7296 | 2327.2296 | 2327.2296 | 2489.1036 | 2489.1036 | 2489.1036 | 2521.5361 | 2803.7437 | 2857.7978 | 2857.7978 | 3104.2843 | 3104.2843 | 3104.2843 | 3104.2843 | 3104.2843 | 3104.2843 | 3104.2843 | 3104.2843 | 3104.2843 | 3104.2843 | 3104.2843 | 3104.2843 | 3104.2843 | 3104.2843 | 3104.2843 | 3104.2843 | 3104.2843 | 3104.2843 | 3104.2843 | 3104.2843 | 3104.2843 | 3104.2843 | 3104.2843 | 3104.2843 | 3104.2843 | 3104.2843 | 3104.2843 | 3104.2843 | 3104.2843
| Minimum-return top-up due at sale (flat 2× principal if Inputs E66 = 1) | k€ | 2 |  | 3104.2843 | 0 | 0 | 0 | 0 | 0 | 0 | 0 | 0 | 0 | 0 | 0 | 0 | 0 | 0 | 0 | 0 | 0 | 0 | 0 | 0 | 0 | 0 | 0 | 0 | 0 | 0 | 0 | 0 | 0 | 0 | 0 | 0 | 0 | 0 | 0 | 0 | 0 | 0 | 0 | 0 | 0 | 3104.2843 | 0 | 0 | 0 | 0 | 0 | 0 | 0 | 0 | 0 | 0 | 0 | 0 | 0 | 0 | 0 | 0 | 0 | 0 | 0
| FEP-convention multiple on devex / land principal – BORA_Devex column P per line at its payment date (Devex_FEP S): MAX(20 % to the RtB sale excl. the pause, 2×), principal-weighted per month | x | 2 |  | 3087.8459 | 2 | 2 | 2 | 2 | 2 | 2 | 2 | 2 | 2 | 2 | 2 | 2 | 2 | 2 | 2 | 2 | 2 | 2 | 2 | 2 | 2 | 2 | 2 | 2 | 2 | 2 | 2 | 2 | 2 | 2 | 2 | 2 | 2 | 2 | 2 | 2 | 2 | 2 | 2 | 2 | 2 | 2 | 2 | 2 | 2 | 2 | 2 | 2 | 2 | 2 | 2 | 2 | 2 | 2 | 2 | 2 | 2 | 2 | 2 | 2 | 2
Developer – unrecoverable (at-risk) loan
| Opening balance | k€ |  |  |  | 0 | 0 | 0 | 0 | 0 | 0 | 0 | 0 | 0 | 0 | 0 | 0 | 0 | 0 | 0 | 0 | 0 | 0 | 0 | 0 | 0 | 0 | 0 | 0 | 0 | 0 | 0 | 0 | 0 | 0 | 0 | 0 | 0 | 0 | 0 | 0 | 0 | 0 | 0 | 0 | 0 | 0 | 0 | 0 | 0 | 0 | 0 | 0 | 0 | 0 | 0 | 0 | 0 | 0 | 0 | 0 | 0 | 0 | 0 | 0 | 0
| Drawdown – unrecoverable deposits and fees | k€ |  |  | 0 | 0 | 0 | 0 | 0 | 0 | 0 | 0 | 0 | 0 | 0 | 0 | 0 | 0 | 0 | 0 | 0 | 0 | 0 | 0 | 0 | 0 | 0 | 0 | 0 | 0 | 0 | 0 | 0 | 0 | 0 | 0 | 0 | 0 | 0 | 0 | 0 | 0 | 0 | 0 | 0 | 0 | 0 | 0 | 0 | 0 | 0 | 0 | 0 | 0 | 0 | 0 | 0 | 0 | 0 | 0 | 0 | 0 | 0 | 0 | 0 | 0
| Drawdown – devex incl. land costs reimbursed by buyer at RtB exit (row 20) | k€ |  |  | 0 | 0 | 0 | 0 | 0 | 0 | 0 | 0 | 0 | 0 | 0 | 0 | 0 | 0 | 0 | 0 | 0 | 0 | 0 | 0 | 0 | 0 | 0 | 0 | 0 | 0 | 0 | 0 | 0 | 0 | 0 | 0 | 0 | 0 | 0 | 0 | 0 | 0 | 0 | 0 | 0 | 0 | 0 | 0 | 0 | 0 | 0 | 0 | 0 | 0 | 0 | 0 | 0 | 0 | 0 | 0 | 0 | 0 | 0 | 0 | 0 | 0
| Interest | k€ | 20% |  | 0 | 0 | 0 | 0 | 0 | 0 | 0 | 0 | 0 | 0 | 0 | 0 | 0 | 0 | 0 | 0 | 0 | 0 | 0 | 0 | 0 | 0 | 0 | 0 | 0 | 0 | 0 | 0 | 0 | 0 | 0 | 0 | 0 | 0 | 0 | 0 | 0 | 0 | 0 | 0 | 0 | 0 | 0 | 0 | 0 | 0 | 0 | 0 | 0 | 0 | 0 | 0 | 0 | 0 | 0 | 0 | 0 | 0 | 0 | 0 | 0 | 0
| Repayment at sale | k€ |  |  | 0 | 0 | 0 | 0 | 0 | 0 | 0 | 0 | 0 | 0 | 0 | 0 | 0 | 0 | 0 | 0 | 0 | 0 | 0 | 0 | 0 | 0 | 0 | 0 | 0 | 0 | 0 | 0 | 0 | 0 | 0 | 0 | 0 | 0 | 0 | 0 | 0 | 0 | 0 | 0 | 0 | 0 | 0 | 0 | 0 | 0 | 0 | 0 | 0 | 0 | 0 | 0 | 0 | 0 | 0 | 0 | 0 | 0 | 0 | 0 | 0 | 0
| Closing balance | k€ |  |  |  | 0 | 0 | 0 | 0 | 0 | 0 | 0 | 0 | 0 | 0 | 0 | 0 | 0 | 0 | 0 | 0 | 0 | 0 | 0 | 0 | 0 | 0 | 0 | 0 | 0 | 0 | 0 | 0 | 0 | 0 | 0 | 0 | 0 | 0 | 0 | 0 | 0 | 0 | 0 | 0 | 0 | 0 | 0 | 0 | 0 | 0 | 0 | 0 | 0 | 0 | 0 | 0 | 0 | 0 | 0 | 0 | 0 | 0 | 0 | 0 | 0
| Cumulative principal drawn | k€ |  |  |  | 0 | 0 | 0 | 0 | 0 | 0 | 0 | 0 | 0 | 0 | 0 | 0 | 0 | 0 | 0 | 0 | 0 | 0 | 0 | 0 | 0 | 0 | 0 | 0 | 0 | 0 | 0 | 0 | 0 | 0 | 0 | 0 | 0 | 0 | 0 | 0 | 0 | 0 | 0 | 0 | 0 | 0 | 0 | 0 | 0 | 0 | 0 | 0 | 0 | 0 | 0 | 0 | 0 | 0 | 0 | 0 | 0 | 0 | 0 | 0 | 0
| Minimum-return top-up due at sale | k€ | 2 |  | 0 | 0 | 0 | 0 | 0 | 0 | 0 | 0 | 0 | 0 | 0 | 0 | 0 | 0 | 0 | 0 | 0 | 0 | 0 | 0 | 0 | 0 | 0 | 0 | 0 | 0 | 0 | 0 | 0 | 0 | 0 | 0 | 0 | 0 | 0 | 0 | 0 | 0 | 0 | 0 | 0 | 0 | 0 | 0 | 0 | 0 | 0 | 0 | 0 | 0 | 0 | 0 | 0 | 0 | 0 | 0 | 0 | 0 | 0 | 0 | 0 | 0
9. Proceeds waterfall at sale (€k) – scalar results in column G
| RTB premium proceeds (premium × premium-basis MW Inputs E150 + BESS value Tender E34 × BESS MW + price effect Tender E219) | k€ |  |  | 15000
| Buyer reimbursement at RtB exit: securities, connection fee and land costs (row 20) | k€ |  |  | 21837.6439
| Total proceeds | k€ |  |  | 36837.6439
| Less: sale costs (BORA_Devex V35) | k€ |  |  | -500
| Less: recoverable loans – principal + 12 % per line to the RtB sale, interest pause excluded (Deposits Y23) – in full | k€ |  |  | -22975.8938
| Less: unrecoverable loans (all principal if Inputs E71 = 1; else only the buyer-reimbursed land, row 20) – in full | k€ |  |  | -425.3797
| Less: return on at-risk items – devex and land MAX(20 %, 2×) (row 131) + participation fee 12 % (Deposits Y24) – in full | k€ |  |  | -3093.7074
| Less: interest on bank-guaranteed securities – 6 % per line to the RtB sale, pause excluded, net of refunds (Deposits Y22) – in full | k€ |  |  | -1253.9195
| Less: developer success fee / DSA (BORA_Devex V37) – in full | k€ |  |  | -1033.6806
| Distributable proceeds (BORA_Devex V38: no floor – a negative amount is shared) | k€ |  |  | 7555.0629
| To FEP (distributable − developer share) | k€ | 70% |  | 5288.544
| To Developer (× Inputs E34; floored at −success fee so that fee + share ≥ 0 – BORA_Devex silent) | k€ | 30% |  | 2266.5189
| Check: claims (from their source cells) − deductions G146:G151 = 0 (BORA_Devex: every claim in full) | k€ |  |  | 0
| Memo (info, not a check): loss beyond the developer's success fee borne by FEP (the developer's total floored at 0) | k€ |  |  | 0
10. FEP cash flows (€k; + = inflow to FEP, − = outflow)
| Signing fee | k€ |  |  | -250 | -250 | 0 | 0 | 0 | 0 | 0 | 0 | 0 | 0 | 0 | 0 | 0 | 0 | 0 | 0 | 0 | 0 | 0 | 0 | 0 | 0 | 0 | 0 | 0 | 0 | 0 | 0 | 0 | 0 | 0 | 0 | 0 | 0 | 0 | 0 | 0 | 0 | 0 | 0 | 0 | 0 | 0 | 0 | 0 | 0 | 0 | 0 | 0 | 0 | 0 | 0 | 0 | 0 | 0 | 0 | 0 | 0 | 0 | 0 | 0 | 0
| Transaction / DD costs | k€ |  |  | -150 | -150 | 0 | 0 | 0 | 0 | 0 | 0 | 0 | 0 | 0 | 0 | 0 | 0 | 0 | 0 | 0 | 0 | 0 | 0 | 0 | 0 | 0 | 0 | 0 | 0 | 0 | 0 | 0 | 0 | 0 | 0 | 0 | 0 | 0 | 0 | 0 | 0 | 0 | 0 | 0 | 0 | 0 | 0 | 0 | 0 | 0 | 0 | 0 | 0 | 0 | 0 | 0 | 0 | 0 | 0 | 0 | 0 | 0 | 0 | 0 | 0
| Recoverable loan funding (refundable securities) | k€ |  |  | -21412.2641 | 0 | 0 | 0 | 0 | 0 | -1232.8767 | 0 | 0 | 0 | 0 | 0 | 0 | 0 | 0 | 0 | 0 | 0 | 0 | 0 | 0 | 0 | 0 | 0 | 0 | 0 | 0 | 0 | 0 | 0 | 0 | -20179.3874 | 0 | 0 | 0 | 0 | 0 | 0 | 0 | 0 | 0 | 0 | 0 | 0 | 0 | 0 | 0 | 0 | 0 | 0 | 0 | 0 | 0 | 0 | 0 | 0 | 0 | 0 | 0 | 0 | 0 | 0
| Unrecoverable loan funding – deposits and fees | k€ |  |  | -16.4384 | 0 | 0 | 0 | -16.4384 | 0 | 0 | 0 | 0 | 0 | 0 | 0 | 0 | 0 | 0 | 0 | 0 | 0 | 0 | 0 | 0 | 0 | 0 | 0 | 0 | 0 | 0 | 0 | 0 | 0 | 0 | 0 | 0 | 0 | 0 | 0 | 0 | 0 | 0 | 0 | 0 | 0 | 0 | 0 | 0 | 0 | 0 | 0 | 0 | 0 | 0 | 0 | 0 | 0 | 0 | 0 | 0 | 0 | 0 | 0 | 0 | 0
| Unrecoverable loan funding – devex | k€ |  |  | -3087.8459 | 0 | 0 | 0 | -177.2432 | 0 | 0 | -9.7297 | -178.8932 | -398 | 0 | 0 | -43.2432 | -43.2432 | 0 | 0 | 0 | -40.5405 | -142.6811 | -954.7439 | -229.7297 | -88.1351 | -0.10811 | 0 | -4.5 | 0 | -161.8741 | 0 | 0 | -32.4324 | -282.2077 | -54.0541 | 0 | -246.4865 | 0 | 0 | 0 | 0 | 0 | 0 | 0 | 0 | 0 | 0 | 0 | 0 | 0 | 0 | 0 | 0 | 0 | 0 | 0 | 0 | 0 | 0 | 0 | 0 | 0 | 0 | 0 | 0
| Bank guarantee fees | k€ |  |  | -1469.8637 | 0 | 0 | 0 | -5.2589 | -5.2589 | -39.4418 | -39.4418 | -39.4418 | -39.4418 | -39.4418 | -39.4418 | -39.4418 | -39.4418 | -39.4418 | -39.4418 | -39.4418 | -39.4418 | -39.4418 | -39.4418 | -39.4418 | -39.4418 | -39.4418 | -39.4418 | -39.4418 | -39.4418 | -39.4418 | -39.4418 | -39.4418 | -39.4418 | -39.4418 | -39.4418 | -39.4418 | -39.4418 | -39.4418 | -39.4418 | -39.4418 | -39.4418 | -39.4418 | -39.4418 | -39.4418 | -39.4418 | -39.4418 | 0 | 0 | 0 | 0 | 0 | 0 | 0 | 0 | 0 | 0 | 0 | 0 | 0 | 0 | 0 | 0 | 0 | 0 | 0
| Total outflows | k€ |  |  | -26386.4121 | -400 | 0 | 0 | -198.9405 | -5.2589 | -1272.3185 | -49.1715 | -218.335 | -437.4418 | -39.4418 | -39.4418 | -82.685 | -82.685 | -39.4418 | -39.4418 | -39.4418 | -79.9823 | -182.1229 | -994.1857 | -269.1715 | -127.5769 | -39.5499 | -39.4418 | -43.9418 | -39.4418 | -201.3158 | -39.4418 | -39.4418 | -71.8742 | -321.6494 | -20272.8832 | -39.4418 | -285.9283 | -39.4418 | -39.4418 | -39.4418 | -39.4418 | -39.4418 | -39.4418 | -39.4418 | -39.4418 | -39.4418 | 0 | 0 | 0 | 0 | 0 | 0 | 0 | 0 | 0 | 0 | 0 | 0 | 0 | 0 | 0 | 0 | 0 | 0 | 0
| Cumulative outflows | k€ |  |  | -26386.4121 | -400 | -400 | -400 | -598.9405 | -604.1994 | -1876.5179 | -1925.6894 | -2144.0244 | -2581.4662 | -2620.908 | -2660.3498 | -2743.0348 | -2825.7198 | -2865.1616 | -2904.6034 | -2944.0452 | -3024.0275 | -3206.1504 | -4200.3361 | -4469.5076 | -4597.0845 | -4636.6344 | -4676.0762 | -4720.0179 | -4759.4597 | -4960.7756 | -5000.2173 | -5039.6591 | -5111.5333 | -5433.1828 | -25706.066 | -25745.5078 | -26031.4361 | -26070.8779 | -26110.3196 | -26149.7614 | -26189.2032 | -26228.645 | -26268.0868 | -26307.5285 | -26346.9703 | -26386.4121 | -26386.4121 | -26386.4121 | -26386.4121 | -26386.4121 | -26386.4121 | -26386.4121 | -26386.4121 | -26386.4121 | -26386.4121 | -26386.4121 | -26386.4121 | -26386.4121 | -26386.4121 | -26386.4121 | -26386.4121 | -26386.4121 | -26386.4121 | -26386.4121 | -26386.4121
| Repayment of recoverable loan | k€ |  |  | 22975.8938 | 0 | 0 | 0 | 0 | 0 | 0 | 0 | 0 | 0 | 0 | 0 | 0 | 0 | 0 | 0 | 0 | 0 | 0 | 0 | 0 | 0 | 0 | 0 | 0 | 0 | 0 | 0 | 0 | 0 | 0 | 0 | 0 | 0 | 0 | 0 | 0 | 0 | 0 | 0 | 0 | 0 | 22975.8938 | 0 | 0 | 0 | 0 | 0 | 0 | 0 | 0 | 0 | 0 | 0 | 0 | 0 | 0 | 0 | 0 | 0 | 0 | 0
| Repayment of unrecoverable loan | k€ |  |  | 425.3797 | 0 | 0 | 0 | 0 | 0 | 0 | 0 | 0 | 0 | 0 | 0 | 0 | 0 | 0 | 0 | 0 | 0 | 0 | 0 | 0 | 0 | 0 | 0 | 0 | 0 | 0 | 0 | 0 | 0 | 0 | 0 | 0 | 0 | 0 | 0 | 0 | 0 | 0 | 0 | 0 | 0 | 425.3797 | 0 | 0 | 0 | 0 | 0 | 0 | 0 | 0 | 0 | 0 | 0 | 0 | 0 | 0 | 0 | 0 | 0 | 0 | 0
| Minimum-return top-up | k€ |  |  | 3093.7074 | 0 | 0 | 0 | 0 | 0 | 0 | 0 | 0 | 0 | 0 | 0 | 0 | 0 | 0 | 0 | 0 | 0 | 0 | 0 | 0 | 0 | 0 | 0 | 0 | 0 | 0 | 0 | 0 | 0 | 0 | 0 | 0 | 0 | 0 | 0 | 0 | 0 | 0 | 0 | 0 | 0 | 3093.7074 | 0 | 0 | 0 | 0 | 0 | 0 | 0 | 0 | 0 | 0 | 0 | 0 | 0 | 0 | 0 | 0 | 0 | 0 | 0
| Interest on bank-guaranteed securities | k€ |  |  | 1253.9195 | 0 | 0 | 0 | 0 | 0 | 0 | 0 | 0 | 0 | 0 | 0 | 0 | 0 | 0 | 0 | 0 | 0 | 0 | 0 | 0 | 0 | 0 | 0 | 0 | 0 | 0 | 0 | 0 | 0 | 0 | 0 | 0 | 0 | 0 | 0 | 0 | 0 | 0 | 0 | 0 | 0 | 1253.9195 | 0 | 0 | 0 | 0 | 0 | 0 | 0 | 0 | 0 | 0 | 0 | 0 | 0 | 0 | 0 | 0 | 0 | 0 | 0
| Share of distributable proceeds | k€ |  |  | 5288.544 | 0 | 0 | 0 | 0 | 0 | 0 | 0 | 0 | 0 | 0 | 0 | 0 | 0 | 0 | 0 | 0 | 0 | 0 | 0 | 0 | 0 | 0 | 0 | 0 | 0 | 0 | 0 | 0 | 0 | 0 | 0 | 0 | 0 | 0 | 0 | 0 | 0 | 0 | 0 | 0 | 0 | 5288.544 | 0 | 0 | 0 | 0 | 0 | 0 | 0 | 0 | 0 | 0 | 0 | 0 | 0 | 0 | 0 | 0 | 0 | 0 | 0
| Total inflows | k€ |  |  | 33037.4444 | 0 | 0 | 0 | 0 | 0 | 0 | 0 | 0 | 0 | 0 | 0 | 0 | 0 | 0 | 0 | 0 | 0 | 0 | 0 | 0 | 0 | 0 | 0 | 0 | 0 | 0 | 0 | 0 | 0 | 0 | 0 | 0 | 0 | 0 | 0 | 0 | 0 | 0 | 0 | 0 | 0 | 33037.4444 | 0 | 0 | 0 | 0 | 0 | 0 | 0 | 0 | 0 | 0 | 0 | 0 | 0 | 0 | 0 | 0 | 0 | 0 | 0
| Net cash flow (pre-tax; after the community purchase right, rows 284–286) | k€ |  |  | 6651.0323 | -400 | 0 | 0 | -198.9405 | -5.2589 | -1272.3185 | -49.1715 | -218.335 | -437.4418 | -39.4418 | -39.4418 | -82.685 | -82.685 | -39.4418 | -39.4418 | -39.4418 | -79.9823 | -182.1229 | -994.1857 | -269.1715 | -127.5769 | -39.5499 | -39.4418 | -43.9418 | -39.4418 | -201.3158 | -39.4418 | -39.4418 | -71.8742 | -321.6494 | -20272.8832 | -39.4418 | -285.9283 | -39.4418 | -39.4418 | -39.4418 | -39.4418 | -39.4418 | -39.4418 | -39.4418 | -39.4418 | 32998.0026 | 0 | 0 | 0 | 0 | 0 | 0 | 0 | 0 | 0 | 0 | 0 | 0 | 0 | 0 | 0 | 0 | 0 | 0 | 0
| Cumulative (pre-tax) | k€ |  |  |  | -400 | -400 | -400 | -598.9405 | -604.1994 | -1876.5179 | -1925.6894 | -2144.0244 | -2581.4662 | -2620.908 | -2660.3498 | -2743.0348 | -2825.7198 | -2865.1616 | -2904.6034 | -2944.0452 | -3024.0275 | -3206.1504 | -4200.3361 | -4469.5076 | -4597.0845 | -4636.6344 | -4676.0762 | -4720.0179 | -4759.4597 | -4960.7756 | -5000.2173 | -5039.6591 | -5111.5333 | -5433.1828 | -25706.066 | -25745.5078 | -26031.4361 | -26070.8779 | -26110.3196 | -26149.7614 | -26189.2032 | -26228.645 | -26268.0868 | -26307.5285 | -26346.9703 | 6651.0323 | 6651.0323 | 6651.0323 | 6651.0323 | 6651.0323 | 6651.0323 | 6651.0323 | 6651.0323 | 6651.0323 | 6651.0323 | 6651.0323 | 6651.0323 | 6651.0323 | 6651.0323 | 6651.0323 | 6651.0323 | 6651.0323 | 6651.0323 | 6651.0323 | 6651.0323
| Corporate income tax on profit at sale (after participation exemption on share gain, Inputs E14) | k€ | 9% |  | -122.6239 | 0 | 0 | 0 | 0 | 0 | 0 | 0 | 0 | 0 | 0 | 0 | 0 | 0 | 0 | 0 | 0 | 0 | 0 | 0 | 0 | 0 | 0 | 0 | 0 | 0 | 0 | 0 | 0 | 0 | 0 | 0 | 0 | 0 | 0 | 0 | 0 | 0 | 0 | 0 | 0 | 0 | -122.6239 | 0 | 0 | 0 | 0 | 0 | 0 | 0 | 0 | 0 | 0 | 0 | 0 | 0 | 0 | 0 | 0 | 0 | 0 | 0
| Net cash flow (post-tax) | k€ |  |  | 6528.4084 | -400 | 0 | 0 | -198.9405 | -5.2589 | -1272.3185 | -49.1715 | -218.335 | -437.4418 | -39.4418 | -39.4418 | -82.685 | -82.685 | -39.4418 | -39.4418 | -39.4418 | -79.9823 | -182.1229 | -994.1857 | -269.1715 | -127.5769 | -39.5499 | -39.4418 | -43.9418 | -39.4418 | -201.3158 | -39.4418 | -39.4418 | -71.8742 | -321.6494 | -20272.8832 | -39.4418 | -285.9283 | -39.4418 | -39.4418 | -39.4418 | -39.4418 | -39.4418 | -39.4418 | -39.4418 | -39.4418 | 32875.3787 | 0 | 0 | 0 | 0 | 0 | 0 | 0 | 0 | 0 | 0 | 0 | 0 | 0 | 0 | 0 | 0 | 0 | 0 | 0
| Cumulative (post-tax) | k€ |  |  | -26346.9703 | -400 | -400 | -400 | -598.9405 | -604.1994 | -1876.5179 | -1925.6894 | -2144.0244 | -2581.4662 | -2620.908 | -2660.3498 | -2743.0348 | -2825.7198 | -2865.1616 | -2904.6034 | -2944.0452 | -3024.0275 | -3206.1504 | -4200.3361 | -4469.5076 | -4597.0845 | -4636.6344 | -4676.0762 | -4720.0179 | -4759.4597 | -4960.7756 | -5000.2173 | -5039.6591 | -5111.5333 | -5433.1828 | -25706.066 | -25745.5078 | -26031.4361 | -26070.8779 | -26110.3196 | -26149.7614 | -26189.2032 | -26228.645 | -26268.0868 | -26307.5285 | -26346.9703 | 6528.4084 | 6528.4084 | 6528.4084 | 6528.4084 | 6528.4084 | 6528.4084 | 6528.4084 | 6528.4084 | 6528.4084 | 6528.4084 | 6528.4084 | 6528.4084 | 6528.4084 | 6528.4084 | 6528.4084 | 6528.4084 | 6528.4084 | 6528.4084 | 6528.4084 | 6528.4084
| Cumulative equity position (k€, for chart) | k€ |  |  |  | -400 | -400 | -400 | -598.9405 | -604.1994 | -1876.5179 | -1925.6894 | -2144.0244 | -2581.4662 | -2620.908 | -2660.3498 | -2743.0348 | -2825.7198 | -2865.1616 | -2904.6034 | -2944.0452 | -3024.0275 | -3206.1504 | -4200.3361 | -4469.5076 | -4597.0845 | -4636.6344 | -4676.0762 | -4720.0179 | -4759.4597 | -4960.7756 | -5000.2173 | -5039.6591 | -5111.5333 | -5433.1828 | -25706.066 | -25745.5078 | -26031.4361 | -26070.8779 | -26110.3196 | -26149.7614 | -26189.2032 | -26228.645 | -26268.0868 | -26307.5285 | -26346.9703 | 6528.4084 | 6528.4084 | 6528.4084 | 6528.4084 | 6528.4084 | 6528.4084 | 6528.4084 | 6528.4084 | 6528.4084 | 6528.4084 | 6528.4084 | 6528.4084 | 6528.4084 | 6528.4084 | 6528.4084 | 6528.4084 | 6528.4084 | 6528.4084 | 6528.4084 | 6528.4084
| Cost-of-capital charge on negative cumulative position | k€ | 8% |  | -2454.4778 | 0 | -2.5736 | -2.5736 | -2.5736 | -3.8536 | -3.8874 | -12.0736 | -12.3899 | -13.7947 | -16.6092 | -16.863 | -17.1168 | -17.6488 | -18.1808 | -18.4345 | -18.6883 | -18.9421 | -19.4567 | -20.6285 | -27.0251 | -28.7569 | -29.5778 | -29.8322 | -30.086 | -30.3687 | -30.6225 | -31.9178 | -32.1715 | -32.4253 | -32.8878 | -34.9573 | -165.3936 | -165.6474 | -167.487 | -167.7408 | -167.9946 | -168.2484 | -168.5021 | -168.7559 | -169.0097 | -169.2634 | -169.5172 | 0 | 0 | 0 | 0 | 0 | 0 | 0 | 0 | 0 | 0 | 0 | 0 | 0 | 0 | 0 | 0 | 0 | 0 | 0
| Economic profit | k€ |  |  | 4073.9306 | -400 | -2.5736 | -2.5736 | -201.5141 | -9.1125 | -1276.2059 | -61.2451 | -230.725 | -451.2365 | -56.051 | -56.3048 | -99.8018 | -100.3338 | -57.6225 | -57.8763 | -58.1301 | -98.9244 | -201.5795 | -1014.8142 | -296.1966 | -156.3339 | -69.1277 | -69.274 | -74.0278 | -69.8105 | -231.9383 | -71.3596 | -71.6133 | -104.2995 | -354.5372 | -20307.8405 | -204.8354 | -451.5756 | -206.9288 | -207.1826 | -207.4364 | -207.6901 | -207.9439 | -208.1977 | -208.4514 | -208.7052 | 32705.8615 | 0 | 0 | 0 | 0 | 0 | 0 | 0 | 0 | 0 | 0 | 0 | 0 | 0 | 0 | 0 | 0 | 0 | 0 | 0
11. FEP returns (scalar, column G)
| FEP net profit (post-tax) | k€ |  |  | 6528.4084
| FEP net profit (post-tax) | mHUF |  |  | 2382.8691
| Total FEP cash invested (all funding outflows, less the community's share, row 285) | k€ |  |  | 26386.4121
| Total FEP cash returned, net of tax at sale (with the community's buy-in and share, rows 284 / 286) | k€ |  |  | 32914.8205
| MOIC (cash returned net of tax ÷ cash invested) | x |  |  | 1.2474
| IRR (post-tax, XIRR on monthly flows) | % |  |  | 19.37%
| Peak cumulative exposure (post-tax) | k€ |  |  | 26346.9703
| Peak cumulative exposure | mHUF |  |  | 9616.6442
| Economic profit (after cost of capital) | k€ |  |  | 4073.9306
| Months from investment to sale | Months |  |  | 41
| FEP NPV (post-tax) at NPV / Equity discount rate (Inputs E253), discounted to month 0 | k€ |  |  | 3016.2863
| PV of FEP equity invested (negative monthly post-tax flows, at Inputs E253) | k€ |  |  | 22247.4408
| FEP NPV / Equity (NPV ÷ PV of equity invested) | x |  |  | 0.13558
| FEP NPV / Equity (NPV ÷ nominal equity invested) | x |  |  | 0.11448
11b. Cost of capital on FEP cash-funded items (Case B; compounded at Inputs E72 from payment to sale)
| Opening capital employed | k€ |  |  |  | 0 | 0 | 0 | 0 | 194.9278 | 196.1819 | 1438.2532 | 1457.2993 | 1646.7199 | 2057.8757 | 2071.1161 | 2084.4417 | 2141.3746 | 2198.6737 | 2212.82 | 2227.0574 | 2241.3864 | 2296.6089 | 2454.9844 | 3431.6667 | 3684.9539 | 3797.3652 | 3821.9064 | 3846.4966 | 3875.7741 | 3900.7109 | 4088.7238 | 4115.0307 | 4141.507 | 4200.7947 | 4511.8461 | 24904.4995 | 25064.7358 | 25474.0754 | 25637.9764 | 25802.9319 | 25968.9488 | 26136.0338 | 26304.1938 | 26473.4358 | 26643.7666 | 26815.1934 | 0 | 0 | 0 | 0 | 0 | 0 | 0 | 0 | 0 | 0 | 0 | 0 | 0 | 0 | 0 | 0 | 0 | 0 | 0
| Cash deployed by FEP (securities, connection fee, participation fee, devex) | k€ |  |  | 24516.5484 | 0 | 0 | 0 | 193.6816 | 0 | 1232.8767 | 9.7297 | 178.8932 | 398 | 0 | 0 | 43.2432 | 43.2432 | 0 | 0 | 0 | 40.5405 | 142.6811 | 954.7439 | 229.7297 | 88.1351 | 0.10811 | 0 | 4.5 | 0 | 161.8741 | 0 | 0 | 32.4324 | 282.2077 | 20233.4415 | 0 | 246.4865 | 0 | 0 | 0 | 0 | 0 | 0 | 0 | 0 | 0 | 0 | 0 | 0 | 0 | 0 | 0 | 0 | 0 | 0 | 0 | 0 | 0 | 0 | 0 | 0 | 0 | 0 | 0 | 0
| Cost of capital | k€ |  |  | 2471.1748 | 0 | 0 | 0 | 1.2462 | 1.2542 | 9.1946 | 9.3164 | 10.5273 | 13.1558 | 13.2404 | 13.3256 | 13.6896 | 14.0559 | 14.1463 | 14.2374 | 14.329 | 14.682 | 15.6945 | 21.9383 | 23.5575 | 24.2762 | 24.4331 | 24.5903 | 24.7774 | 24.9368 | 26.1388 | 26.307 | 26.4762 | 26.8553 | 28.8438 | 159.2119 | 160.2363 | 162.8532 | 163.901 | 164.9555 | 166.0168 | 167.085 | 168.16 | 169.242 | 170.3309 | 171.4268 | 172.5298 | 0 | 0 | 0 | 0 | 0 | 0 | 0 | 0 | 0 | 0 | 0 | 0 | 0 | 0 | 0 | 0 | 0 | 0 | 0
| Closing capital employed (released at sale) | k€ |  |  |  | 0 | 0 | 0 | 194.9278 | 196.1819 | 1438.2532 | 1457.2993 | 1646.7199 | 2057.8757 | 2071.1161 | 2084.4417 | 2141.3746 | 2198.6737 | 2212.82 | 2227.0574 | 2241.3864 | 2296.6089 | 2454.9844 | 3431.6667 | 3684.9539 | 3797.3652 | 3821.9064 | 3846.4966 | 3875.7741 | 3900.7109 | 4088.7238 | 4115.0307 | 4141.507 | 4200.7947 | 4511.8461 | 24904.4995 | 25064.7358 | 25474.0754 | 25637.9764 | 25802.9319 | 25968.9488 | 26136.0338 | 26304.1938 | 26473.4358 | 26643.7666 | 26815.1934 | 0 | 0 | 0 | 0 | 0 | 0 | 0 | 0 | 0 | 0 | 0 | 0 | 0 | 0 | 0 | 0 | 0 | 0 | 0 | 0
12. Developer cash flows (€k) – ignores developer internal G&A
| Recoverable loan funding | k€ |  |  | 0 | 0 | 0 | 0 | 0 | 0 | 0 | 0 | 0 | 0 | 0 | 0 | 0 | 0 | 0 | 0 | 0 | 0 | 0 | 0 | 0 | 0 | 0 | 0 | 0 | 0 | 0 | 0 | 0 | 0 | 0 | 0 | 0 | 0 | 0 | 0 | 0 | 0 | 0 | 0 | 0 | 0 | 0 | 0 | 0 | 0 | 0 | 0 | 0 | 0 | 0 | 0 | 0 | 0 | 0 | 0 | 0 | 0 | 0 | 0 | 0 | 0
| Unrecoverable loan funding – deposits and fees | k€ |  |  | 0 | 0 | 0 | 0 | 0 | 0 | 0 | 0 | 0 | 0 | 0 | 0 | 0 | 0 | 0 | 0 | 0 | 0 | 0 | 0 | 0 | 0 | 0 | 0 | 0 | 0 | 0 | 0 | 0 | 0 | 0 | 0 | 0 | 0 | 0 | 0 | 0 | 0 | 0 | 0 | 0 | 0 | 0 | 0 | 0 | 0 | 0 | 0 | 0 | 0 | 0 | 0 | 0 | 0 | 0 | 0 | 0 | 0 | 0 | 0 | 0 | 0
| Unrecoverable loan funding – devex | k€ |  |  | 0 | 0 | 0 | 0 | 0 | 0 | 0 | 0 | 0 | 0 | 0 | 0 | 0 | 0 | 0 | 0 | 0 | 0 | 0 | 0 | 0 | 0 | 0 | 0 | 0 | 0 | 0 | 0 | 0 | 0 | 0 | 0 | 0 | 0 | 0 | 0 | 0 | 0 | 0 | 0 | 0 | 0 | 0 | 0 | 0 | 0 | 0 | 0 | 0 | 0 | 0 | 0 | 0 | 0 | 0 | 0 | 0 | 0 | 0 | 0 | 0 | 0
| Bank guarantee fees | k€ |  |  | 0 | 0 | 0 | 0 | 0 | 0 | 0 | 0 | 0 | 0 | 0 | 0 | 0 | 0 | 0 | 0 | 0 | 0 | 0 | 0 | 0 | 0 | 0 | 0 | 0 | 0 | 0 | 0 | 0 | 0 | 0 | 0 | 0 | 0 | 0 | 0 | 0 | 0 | 0 | 0 | 0 | 0 | 0 | 0 | 0 | 0 | 0 | 0 | 0 | 0 | 0 | 0 | 0 | 0 | 0 | 0 | 0 | 0 | 0 | 0 | 0 | 0
| Total outflows | k€ |  |  | 0 | 0 | 0 | 0 | 0 | 0 | 0 | 0 | 0 | 0 | 0 | 0 | 0 | 0 | 0 | 0 | 0 | 0 | 0 | 0 | 0 | 0 | 0 | 0 | 0 | 0 | 0 | 0 | 0 | 0 | 0 | 0 | 0 | 0 | 0 | 0 | 0 | 0 | 0 | 0 | 0 | 0 | 0 | 0 | 0 | 0 | 0 | 0 | 0 | 0 | 0 | 0 | 0 | 0 | 0 | 0 | 0 | 0 | 0 | 0 | 0 | 0
| Repayment of recoverable loan | k€ |  |  | 0 | 0 | 0 | 0 | 0 | 0 | 0 | 0 | 0 | 0 | 0 | 0 | 0 | 0 | 0 | 0 | 0 | 0 | 0 | 0 | 0 | 0 | 0 | 0 | 0 | 0 | 0 | 0 | 0 | 0 | 0 | 0 | 0 | 0 | 0 | 0 | 0 | 0 | 0 | 0 | 0 | 0 | 0 | 0 | 0 | 0 | 0 | 0 | 0 | 0 | 0 | 0 | 0 | 0 | 0 | 0 | 0 | 0 | 0 | 0 | 0 | 0
| Repayment of unrecoverable loan | k€ |  |  | 0 | 0 | 0 | 0 | 0 | 0 | 0 | 0 | 0 | 0 | 0 | 0 | 0 | 0 | 0 | 0 | 0 | 0 | 0 | 0 | 0 | 0 | 0 | 0 | 0 | 0 | 0 | 0 | 0 | 0 | 0 | 0 | 0 | 0 | 0 | 0 | 0 | 0 | 0 | 0 | 0 | 0 | 0 | 0 | 0 | 0 | 0 | 0 | 0 | 0 | 0 | 0 | 0 | 0 | 0 | 0 | 0 | 0 | 0 | 0 | 0 | 0
| Minimum-return top-up | k€ |  |  | 0 | 0 | 0 | 0 | 0 | 0 | 0 | 0 | 0 | 0 | 0 | 0 | 0 | 0 | 0 | 0 | 0 | 0 | 0 | 0 | 0 | 0 | 0 | 0 | 0 | 0 | 0 | 0 | 0 | 0 | 0 | 0 | 0 | 0 | 0 | 0 | 0 | 0 | 0 | 0 | 0 | 0 | 0 | 0 | 0 | 0 | 0 | 0 | 0 | 0 | 0 | 0 | 0 | 0 | 0 | 0 | 0 | 0 | 0 | 0 | 0 | 0
| Development success fee | k€ |  |  | 1033.6806 | 0 | 0 | 0 | 0 | 0 | 0 | 0 | 0 | 0 | 0 | 0 | 0 | 0 | 0 | 0 | 0 | 0 | 0 | 0 | 0 | 0 | 0 | 0 | 0 | 0 | 0 | 0 | 0 | 0 | 0 | 0 | 0 | 0 | 0 | 0 | 0 | 0 | 0 | 0 | 0 | 0 | 1033.6806 | 0 | 0 | 0 | 0 | 0 | 0 | 0 | 0 | 0 | 0 | 0 | 0 | 0 | 0 | 0 | 0 | 0 | 0 | 0
| Share of distributable proceeds | k€ |  |  | 2266.5189 | 0 | 0 | 0 | 0 | 0 | 0 | 0 | 0 | 0 | 0 | 0 | 0 | 0 | 0 | 0 | 0 | 0 | 0 | 0 | 0 | 0 | 0 | 0 | 0 | 0 | 0 | 0 | 0 | 0 | 0 | 0 | 0 | 0 | 0 | 0 | 0 | 0 | 0 | 0 | 0 | 0 | 2266.5189 | 0 | 0 | 0 | 0 | 0 | 0 | 0 | 0 | 0 | 0 | 0 | 0 | 0 | 0 | 0 | 0 | 0 | 0 | 0
| Total inflows | k€ |  |  | 3300.1994 | 0 | 0 | 0 | 0 | 0 | 0 | 0 | 0 | 0 | 0 | 0 | 0 | 0 | 0 | 0 | 0 | 0 | 0 | 0 | 0 | 0 | 0 | 0 | 0 | 0 | 0 | 0 | 0 | 0 | 0 | 0 | 0 | 0 | 0 | 0 | 0 | 0 | 0 | 0 | 0 | 0 | 3300.1994 | 0 | 0 | 0 | 0 | 0 | 0 | 0 | 0 | 0 | 0 | 0 | 0 | 0 | 0 | 0 | 0 | 0 | 0 | 0
| Net cash flow (pre-tax) | k€ |  |  | 3300.1994 | 0 | 0 | 0 | 0 | 0 | 0 | 0 | 0 | 0 | 0 | 0 | 0 | 0 | 0 | 0 | 0 | 0 | 0 | 0 | 0 | 0 | 0 | 0 | 0 | 0 | 0 | 0 | 0 | 0 | 0 | 0 | 0 | 0 | 0 | 0 | 0 | 0 | 0 | 0 | 0 | 0 | 3300.1994 | 0 | 0 | 0 | 0 | 0 | 0 | 0 | 0 | 0 | 0 | 0 | 0 | 0 | 0 | 0 | 0 | 0 | 0 | 0
| Cumulative (pre-tax) | k€ |  |  |  | 0 | 0 | 0 | 0 | 0 | 0 | 0 | 0 | 0 | 0 | 0 | 0 | 0 | 0 | 0 | 0 | 0 | 0 | 0 | 0 | 0 | 0 | 0 | 0 | 0 | 0 | 0 | 0 | 0 | 0 | 0 | 0 | 0 | 0 | 0 | 0 | 0 | 0 | 0 | 0 | 0 | 3300.1994 | 3300.1994 | 3300.1994 | 3300.1994 | 3300.1994 | 3300.1994 | 3300.1994 | 3300.1994 | 3300.1994 | 3300.1994 | 3300.1994 | 3300.1994 | 3300.1994 | 3300.1994 | 3300.1994 | 3300.1994 | 3300.1994 | 3300.1994 | 3300.1994 | 3300.1994
| Corporate income tax on profit at sale (after participation exemption on share gain, Inputs E14) | k€ | 9% |  | -93.0312 | 0 | 0 | 0 | 0 | 0 | 0 | 0 | 0 | 0 | 0 | 0 | 0 | 0 | 0 | 0 | 0 | 0 | 0 | 0 | 0 | 0 | 0 | 0 | 0 | 0 | 0 | 0 | 0 | 0 | 0 | 0 | 0 | 0 | 0 | 0 | 0 | 0 | 0 | 0 | 0 | 0 | -93.0312 | 0 | 0 | 0 | 0 | 0 | 0 | 0 | 0 | 0 | 0 | 0 | 0 | 0 | 0 | 0 | 0 | 0 | 0 | 0
| Net cash flow (post-tax) | k€ |  |  | 3207.1682 | 0 | 0 | 0 | 0 | 0 | 0 | 0 | 0 | 0 | 0 | 0 | 0 | 0 | 0 | 0 | 0 | 0 | 0 | 0 | 0 | 0 | 0 | 0 | 0 | 0 | 0 | 0 | 0 | 0 | 0 | 0 | 0 | 0 | 0 | 0 | 0 | 0 | 0 | 0 | 0 | 0 | 3207.1682 | 0 | 0 | 0 | 0 | 0 | 0 | 0 | 0 | 0 | 0 | 0 | 0 | 0 | 0 | 0 | 0 | 0 | 0 | 0
| Cumulative (post-tax) | k€ |  |  |  | 0 | 0 | 0 | 0 | 0 | 0 | 0 | 0 | 0 | 0 | 0 | 0 | 0 | 0 | 0 | 0 | 0 | 0 | 0 | 0 | 0 | 0 | 0 | 0 | 0 | 0 | 0 | 0 | 0 | 0 | 0 | 0 | 0 | 0 | 0 | 0 | 0 | 0 | 0 | 0 | 0 | 3207.1682 | 3207.1682 | 3207.1682 | 3207.1682 | 3207.1682 | 3207.1682 | 3207.1682 | 3207.1682 | 3207.1682 | 3207.1682 | 3207.1682 | 3207.1682 | 3207.1682 | 3207.1682 | 3207.1682 | 3207.1682 | 3207.1682 | 3207.1682 | 3207.1682 | 3207.1682
| Developer net profit (post-tax) | k€ |  |  | 3207.1682
| Developer MOIC (cash returned net of tax ÷ cash invested) | x |  |  | n/a
| Developer IRR | % |  |  | n/a
13. Sensitivity to RTB premium – COLUMNS H:N ARE THE SEVEN SCENARIOS (not months). Everything except exit proceeds is held at the live case; BORA_Devex waterfall as rows 146–154; before the community purchase right (rows 283–286).
| RTB premium | k€/MW |  |  |  | 2026-07-31: 50; 2026-08-31: 75; 2026-09-30: 100; 2026-10-31: 125; 2026-11-30: 150; 2026-12-31: 175; 2027-01-31: 200
| RTB premium proceeds | k€ |  |  |  | 2026-07-31: 5000; 2026-08-31: 7500; 2026-09-30: 10000; 2026-10-31: 12500; 2026-11-30: 15000; 2026-12-31: 17500; 2027-01-31: 20000
| Buyer reimbursement: securities, connection fee and land costs | k€ |  |  |  | 2026-07-31: 21837.6439; 2026-08-31: 21837.6439; 2026-09-30: 21837.6439; 2026-10-31: 21837.6439; 2026-11-30: 21837.6439; 2026-12-31: 21837.6439; 2027-01-31: 21837.6439
| Total proceeds | k€ |  |  |  | 2026-07-31: 26837.6439; 2026-08-31: 29337.6439; 2026-09-30: 31837.6439; 2026-10-31: 34337.6439; 2026-11-30: 36837.6439; 2026-12-31: 39337.6439; 2027-01-31: 41837.6439
| Less: sale costs | k€ |  |  |  | 2026-07-31: -500; 2026-08-31: -500; 2026-09-30: -500; 2026-10-31: -500; 2026-11-30: -500; 2026-12-31: -500; 2027-01-31: -500
| Less: repayment of recoverable loans | k€ |  |  |  | 2026-07-31: -22975.8938; 2026-08-31: -22975.8938; 2026-09-30: -22975.8938; 2026-10-31: -22975.8938; 2026-11-30: -22975.8938; 2026-12-31: -22975.8938; 2027-01-31: -22975.8938
| Less: repayment of unrecoverable loans (all principal if Inputs E71 = 1; else only buyer-reimbursed land costs, row 20) | k€ |  |  |  | 2026-07-31: -425.3797; 2026-08-31: -425.3797; 2026-09-30: -425.3797; 2026-10-31: -425.3797; 2026-11-30: -425.3797; 2026-12-31: -425.3797; 2027-01-31: -425.3797
| Less: at-risk return (devex / land MAX(20 %, 2×), fee 12 %) and bank-guarantee interest – FEP-convention, as rows 149–150, in full | k€ |  |  |  | 2026-07-31: -4347.6269; 2026-08-31: -4347.6269; 2026-09-30: -4347.6269; 2026-10-31: -4347.6269; 2026-11-30: -4347.6269; 2026-12-31: -4347.6269; 2027-01-31: -4347.6269
| Less: developer success fee | k€ |  |  |  | 2026-07-31: -1033.6806; 2026-08-31: -1033.6806; 2026-09-30: -1033.6806; 2026-10-31: -1033.6806; 2026-11-30: -1033.6806; 2026-12-31: -1033.6806; 2027-01-31: -1033.6806
| Distributable proceeds | k€ |  |  |  | 2026-07-31: -2444.9371; 2026-08-31: 55.0629; 2026-09-30: 2555.0629; 2026-10-31: 5055.0629; 2026-11-30: 7555.0629; 2026-12-31: 10055.0629; 2027-01-31: 12555.0629
| FEP inflows at sale | k€ |  |  |  | 2026-07-31: 26037.4444; 2026-08-31: 27787.4444; 2026-09-30: 29537.4444; 2026-10-31: 31287.4444; 2026-11-30: 33037.4444; 2026-12-31: 34787.4444; 2027-01-31: 36537.4444
| FEP pre-tax profit | k€ |  |  |  | 2026-07-31: -348.9677; 2026-08-31: 1401.0323; 2026-09-30: 3151.0323; 2026-10-31: 4901.0323; 2026-11-30: 6651.0323; 2026-12-31: 8401.0323; 2027-01-31: 10151.0323
| Tax at sale (after participation exemption on share gain, Inputs E14) | k€ |  |  |  | 2026-07-31: -122.6239; 2026-08-31: -122.6239; 2026-09-30: -122.6239; 2026-10-31: -122.6239; 2026-11-30: -122.6239; 2026-12-31: -122.6239; 2027-01-31: -122.6239
| FEP net profit (post-tax) | k€ |  |  |  | 2026-07-31: -471.5916; 2026-08-31: 1278.4084; 2026-09-30: 3028.4084; 2026-10-31: 4778.4084; 2026-11-30: 6528.4084; 2026-12-31: 8278.4084; 2027-01-31: 10028.4084
| FEP net profit (post-tax) | mHUF |  |  |  | 2026-07-31: -172.1309; 2026-08-31: 466.6191; 2026-09-30: 1105.3691; 2026-10-31: 1744.1191; 2026-11-30: 2382.8691; 2026-12-31: 3021.6191; 2027-01-31: 3660.3691
| MOIC (cash returned net of tax ÷ cash invested) | x |  |  |  | 2026-07-31: 0.98213; 2026-08-31: 1.0484; 2026-09-30: 1.1148; 2026-10-31: 1.1811; 2026-11-30: 1.2474; 2026-12-31: 1.3137; 2027-01-31: 1.3801
| IRR (post-tax) | % |  |  |  | 2026-07-31: -1.491%; 2026-08-31: 3.976%; 2026-09-30: 9.271%; 2026-10-31: 14.4%; 2026-11-30: 19.37%; 2026-12-31: 24.2%; 2027-01-31: 28.88%
| FEP NPV (post-tax) at NPV / Equity discount rate (Inputs E253) | k€ |  |  |  | 2026-07-31: -2363.0005; 2026-08-31: -1018.1788; 2026-09-30: 326.6429; 2026-10-31: 1671.4646; 2026-11-30: 3016.2863; 2026-12-31: 4361.108; 2027-01-31: 5705.9296
| FEP NPV / Equity (NPV ÷ PV of equity invested) | x |  |  |  | 2026-07-31: -0.10621; 2026-08-31: -0.045766; 2026-09-30: 0.014682; 2026-10-31: 0.075131; 2026-11-30: 0.13558; 2026-12-31: 0.19603; 2027-01-31: 0.25648
Scenario monthly cash-flow rows (for IRR) – months in H:BP again
| Scenario 1 – FEP net cash flow (post-tax) | k€ |  |  | -471.5916 | -400 | 0 | 0 | -198.9405 | -5.2589 | -1272.3185 | -49.1715 | -218.335 | -437.4418 | -39.4418 | -39.4418 | -82.685 | -82.685 | -39.4418 | -39.4418 | -39.4418 | -79.9823 | -182.1229 | -994.1857 | -269.1715 | -127.5769 | -39.5499 | -39.4418 | -43.9418 | -39.4418 | -201.3158 | -39.4418 | -39.4418 | -71.8742 | -321.6494 | -20272.8832 | -39.4418 | -285.9283 | -39.4418 | -39.4418 | -39.4418 | -39.4418 | -39.4418 | -39.4418 | -39.4418 | -39.4418 | 25875.3787 | 0 | 0 | 0 | 0 | 0 | 0 | 0 | 0 | 0 | 0 | 0 | 0 | 0 | 0 | 0 | 0 | 0 | 0 | 0
| Scenario 2 – FEP net cash flow (post-tax) | k€ |  |  | 1278.4084 | -400 | 0 | 0 | -198.9405 | -5.2589 | -1272.3185 | -49.1715 | -218.335 | -437.4418 | -39.4418 | -39.4418 | -82.685 | -82.685 | -39.4418 | -39.4418 | -39.4418 | -79.9823 | -182.1229 | -994.1857 | -269.1715 | -127.5769 | -39.5499 | -39.4418 | -43.9418 | -39.4418 | -201.3158 | -39.4418 | -39.4418 | -71.8742 | -321.6494 | -20272.8832 | -39.4418 | -285.9283 | -39.4418 | -39.4418 | -39.4418 | -39.4418 | -39.4418 | -39.4418 | -39.4418 | -39.4418 | 27625.3787 | 0 | 0 | 0 | 0 | 0 | 0 | 0 | 0 | 0 | 0 | 0 | 0 | 0 | 0 | 0 | 0 | 0 | 0 | 0
| Scenario 3 – FEP net cash flow (post-tax) | k€ |  |  | 3028.4084 | -400 | 0 | 0 | -198.9405 | -5.2589 | -1272.3185 | -49.1715 | -218.335 | -437.4418 | -39.4418 | -39.4418 | -82.685 | -82.685 | -39.4418 | -39.4418 | -39.4418 | -79.9823 | -182.1229 | -994.1857 | -269.1715 | -127.5769 | -39.5499 | -39.4418 | -43.9418 | -39.4418 | -201.3158 | -39.4418 | -39.4418 | -71.8742 | -321.6494 | -20272.8832 | -39.4418 | -285.9283 | -39.4418 | -39.4418 | -39.4418 | -39.4418 | -39.4418 | -39.4418 | -39.4418 | -39.4418 | 29375.3787 | 0 | 0 | 0 | 0 | 0 | 0 | 0 | 0 | 0 | 0 | 0 | 0 | 0 | 0 | 0 | 0 | 0 | 0 | 0
| Scenario 4 – FEP net cash flow (post-tax) | k€ |  |  | 4778.4084 | -400 | 0 | 0 | -198.9405 | -5.2589 | -1272.3185 | -49.1715 | -218.335 | -437.4418 | -39.4418 | -39.4418 | -82.685 | -82.685 | -39.4418 | -39.4418 | -39.4418 | -79.9823 | -182.1229 | -994.1857 | -269.1715 | -127.5769 | -39.5499 | -39.4418 | -43.9418 | -39.4418 | -201.3158 | -39.4418 | -39.4418 | -71.8742 | -321.6494 | -20272.8832 | -39.4418 | -285.9283 | -39.4418 | -39.4418 | -39.4418 | -39.4418 | -39.4418 | -39.4418 | -39.4418 | -39.4418 | 31125.3787 | 0 | 0 | 0 | 0 | 0 | 0 | 0 | 0 | 0 | 0 | 0 | 0 | 0 | 0 | 0 | 0 | 0 | 0 | 0
| Scenario 5 – FEP net cash flow (post-tax) | k€ |  |  | 6528.4084 | -400 | 0 | 0 | -198.9405 | -5.2589 | -1272.3185 | -49.1715 | -218.335 | -437.4418 | -39.4418 | -39.4418 | -82.685 | -82.685 | -39.4418 | -39.4418 | -39.4418 | -79.9823 | -182.1229 | -994.1857 | -269.1715 | -127.5769 | -39.5499 | -39.4418 | -43.9418 | -39.4418 | -201.3158 | -39.4418 | -39.4418 | -71.8742 | -321.6494 | -20272.8832 | -39.4418 | -285.9283 | -39.4418 | -39.4418 | -39.4418 | -39.4418 | -39.4418 | -39.4418 | -39.4418 | -39.4418 | 32875.3787 | 0 | 0 | 0 | 0 | 0 | 0 | 0 | 0 | 0 | 0 | 0 | 0 | 0 | 0 | 0 | 0 | 0 | 0 | 0
| Scenario 6 – FEP net cash flow (post-tax) | k€ |  |  | 8278.4084 | -400 | 0 | 0 | -198.9405 | -5.2589 | -1272.3185 | -49.1715 | -218.335 | -437.4418 | -39.4418 | -39.4418 | -82.685 | -82.685 | -39.4418 | -39.4418 | -39.4418 | -79.9823 | -182.1229 | -994.1857 | -269.1715 | -127.5769 | -39.5499 | -39.4418 | -43.9418 | -39.4418 | -201.3158 | -39.4418 | -39.4418 | -71.8742 | -321.6494 | -20272.8832 | -39.4418 | -285.9283 | -39.4418 | -39.4418 | -39.4418 | -39.4418 | -39.4418 | -39.4418 | -39.4418 | -39.4418 | 34625.3787 | 0 | 0 | 0 | 0 | 0 | 0 | 0 | 0 | 0 | 0 | 0 | 0 | 0 | 0 | 0 | 0 | 0 | 0 | 0
| Scenario 7 – FEP net cash flow (post-tax) | k€ |  |  | 10028.4084 | -400 | 0 | 0 | -198.9405 | -5.2589 | -1272.3185 | -49.1715 | -218.335 | -437.4418 | -39.4418 | -39.4418 | -82.685 | -82.685 | -39.4418 | -39.4418 | -39.4418 | -79.9823 | -182.1229 | -994.1857 | -269.1715 | -127.5769 | -39.5499 | -39.4418 | -43.9418 | -39.4418 | -201.3158 | -39.4418 | -39.4418 | -71.8742 | -321.6494 | -20272.8832 | -39.4418 | -285.9283 | -39.4418 | -39.4418 | -39.4418 | -39.4418 | -39.4418 | -39.4418 | -39.4418 | -39.4418 | 36375.3787 | 0 | 0 | 0 | 0 | 0 | 0 | 0 | 0 | 0 | 0 | 0 | 0 | 0 | 0 | 0 | 0 | 0 | 0 | 0
14. Integrity checks (status in column G)
| Deposits schedule reconciles to source table at reference capacity | Check |  |  | n/a – inputs differ from BORA_Devex source
| FEP recoverable loan closes to nil | Check |  |  | OK
| FEP unrecoverable loan closes to nil | Check |  |  | OK
| Developer loans close to nil | Check |  |  | OK
| Guarantee balance nil at end of grid | Check |  |  | OK
| Proceeds conserved through the cash flows: FEP inflows (rows 166–170) + developer inflows (rows 209–213) + sale costs = total proceeds G145 | Check |  |  | OK
| Developer's take through its cash flows (rows 212 + 213) = MAX(0, success fee + distributable × Inputs E34) – BORA_Devex V44 with the floor | Check |  |  | OK
| Devex spent equals Devex_FEP total (BORA Devex line items) | Check |  |  | OK
| Success fee within cap (Inputs E37 × installed wind MW Inputs E29) | Check |  |  | OK
| Sale month inside the grid | Check |  |  | OK
| All included deposit payments fall inside the grid | Check |  |  | OK
| Key outputs are numeric | Check |  |  | OK
| Sensitivity ties to live case at the live premium (n/a while the community purchase right is live – the sensitivity is before it) | Check |  |  | OK
| Case selector valid (1–10) | Check |  |  | OK
| FEP net cash flow ties (outflows + inflows) | Check |  |  | OK
| Every claim deducted in full (G155 = 0; BORA_Devex – no priority, no floor) | Check |  |  | OK
| OVERALL STATUS (rows 254–269 and the Tender checks in row 271; no WARNING state since round 5 – the economic outcome is an info line: MOIC G156, HTM G380, Run_Map row 54) |  |  |  | ALL OK
| Tender checks – overall (Tender E343: links, clipping, price effects, scores) – counted in G270 |  |  |  | OK
15. Interest pause (Inputs E64 → E73, user 09-Oct-26) – the devex / land multiples are computed per line on Devex_FEP M:T (payment date, two segments, BORA Devex convention); row 279 = COD route
| Multiple on devex / land principal to the COD sale – principal-weighted Devex_FEP T of the month's lines (MAX(20 % growth excl. the pause, 2×)) | x |  |  |  | 2 | 2 | 2 | 2.2936 | 2 | 2 | 2.1835 | 2.1406 | 2.1247 | 2 | 2 | 2.006 | 2 | 2 | 2 | 2 | 2 | 2 | 2 | 2 | 2 | 2 | 2 | 2 | 2 | 2 | 2 | 2 | 2 | 2 | 2 | 2 | 2 | 2 | 2 | 2 | 2 | 2 | 2 | 2 | 2 | 2 | 2 | 2 | 2 | 2 | 2 | 2 | 2 | 2 | 2 | 2 | 2 | 2 | 2 | 2 | 2 | 2 | 2 | 2 | 2
| Return on devex / land principal to the COD sale (COD route, HTM G367) – as G131 with row 279 | k€ |  |  | 3216.7086
16. Community purchase right (Tender section 9; kiírás VII.18–25) – default off. E283 = exercise month, F283 = live share if exercised by the RtB sale (Inputs E57)
| Community share of FEP's flows (months after the exercise month) | x | 29 | 0% |  | 0 | 0 | 0 | 0 | 0 | 0 | 0 | 0 | 0 | 0 | 0 | 0 | 0 | 0 | 0 | 0 | 0 | 0 | 0 | 0 | 0 | 0 | 0 | 0 | 0 | 0 | 0 | 0 | 0 | 0 | 0 | 0 | 0 | 0 | 0 | 0 | 0 | 0 | 0 | 0 | 0 | 0 | 0 | 0 | 0 | 0 | 0 | 0 | 0 | 0 | 0 | 0 | 0 | 0 | 0 | 0 | 0 | 0 | 0 | 0 | 0
| Buy-in at cost: share × FEP's paid-in capital to the exercise month (rows 164 + 171 excl. signing fee / DD rows 158–159) | k€ |  |  | 0 | 0 | 0 | 0 | 0 | 0 | 0 | 0 | 0 | 0 | 0 | 0 | 0 | 0 | 0 | 0 | 0 | 0 | 0 | 0 | 0 | 0 | 0 | 0 | 0 | 0 | 0 | 0 | 0 | 0 | 0 | 0 | 0 | 0 | 0 | 0 | 0 | 0 | 0 | 0 | 0 | 0 | 0 | 0 | 0 | 0 | 0 | 0 | 0 | 0 | 0 | 0 | 0 | 0 | 0 | 0 | 0 | 0 | 0 | 0 | 0 | 0
| Community share of FEP's outflows after the exercise (further capital, VII.25) | k€ |  |  | 0 | 0 | 0 | 0 | 0 | 0 | 0 | 0 | 0 | 0 | 0 | 0 | 0 | 0 | 0 | 0 | 0 | 0 | 0 | 0 | 0 | 0 | 0 | 0 | 0 | 0 | 0 | 0 | 0 | 0 | 0 | 0 | 0 | 0 | 0 | 0 | 0 | 0 | 0 | 0 | 0 | 0 | 0 | 0 | 0 | 0 | 0 | 0 | 0 | 0 | 0 | 0 | 0 | 0 | 0 | 0 | 0 | 0 | 0 | 0 | 0 | 0
| Community share of FEP's inflows after the exercise (exit proceeds; FEP's tax, row 174, on its own profit) | k€ |  |  | 0 | 0 | 0 | 0 | 0 | 0 | 0 | 0 | 0 | 0 | 0 | 0 | 0 | 0 | 0 | 0 | 0 | 0 | 0 | 0 | 0 | 0 | 0 | 0 | 0 | 0 | 0 | 0 | 0 | 0 | 0 | 0 | 0 | 0 | 0 | 0 | 0 | 0 | 0 | 0 | 0 | 0 | 0 | 0 | 0 | 0 | 0 | 0 | 0 | 0 | 0 | 0 | 0 | 0 | 0 | 0 | 0 | 0 | 0 | 0 | 0 | 0

## HTM
HUN Onshore Wind – MOIC model v5
HTM (build & operate) – annual calculation grid 2026-2060, nominal k€. No inputs on this sheet. Column E = scalar parameter, column G = row total or result. Sign: + inflow, − outflow.
Development-phase flows are pulled from MOIC / Deposits (Stage 1); everything from NTP onwards is driven by Inputs sections I–P.
| Timeline |  |  |  |  | 0 | 1 | 2 | 3 | 4 | 5 | 6 | 7 | 8 | 9 | 10 | 11 | 12 | 13 | 14 | 15 | 16 | 17 | 18 | 19 | 20 | 21 | 22 | 23 | 24 | 25 | 26 | 27 | 28 | 29 | 30 | 31 | 32 | 33 | 34 | 35
| Year | Year |  |  |  | 2026 | 2027 | 2028 | 2029 | 2030 | 2031 | 2032 | 2033 | 2034 | 2035 | 2036 | 2037 | 2038 | 2039 | 2040 | 2041 | 2042 | 2043 | 2044 | 2045 | 2046 | 2047 | 2048 | 2049 | 2050 | 2051 | 2052 | 2053 | 2054 | 2055 | 2056 | 2057 | 2058 | 2059 | 2060 | 2061
| Development-phase flag (investment year → NTP year) | Flag |  |  |  | 1 | 1 | 1 | 1 | 0 | 0 | 0 | 0 | 0 | 0 | 0 | 0 | 0 | 0 | 0 | 0 | 0 | 0 | 0 | 0 | 0 | 0 | 0 | 0 | 0 | 0 | 0 | 0 | 0 | 0 | 0 | 0 | 0 | 0 | 0 | 0
| Construction share of the year (by days NTP → COD) | % |  |  | 1 | 0% | 0% | 0% | 12.6% | 50% | 37.4% | 0% | 0% | 0% | 0% | 0% | 0% | 0% | 0% | 0% | 0% | 0% | 0% | 0% | 0% | 0% | 0% | 0% | 0% | 0% | 0% | 0% | 0% | 0% | 0% | 0% | 0% | 0% | 0% | 0% | 0%
| Full operating-year flag (operating fraction = 100%) | Flag |  |  | 29 | 0 | 0 | 0 | 0 | 0 | 0 | 1 | 1 | 1 | 1 | 1 | 1 | 1 | 1 | 1 | 1 | 1 | 1 | 1 | 1 | 1 | 1 | 1 | 1 | 1 | 1 | 1 | 1 | 1 | 1 | 1 | 1 | 1 | 1 | 1 | 0
| Operating year index (1 = first full calendar year after COD; COD year = 0) | # |  |  |  | 0 | 0 | 0 | 0 | 0 | 0 | 1 | 2 | 3 | 4 | 5 | 6 | 7 | 8 | 9 | 10 | 11 | 12 | 13 | 14 | 15 | 16 | 17 | 18 | 19 | 20 | 21 | 22 | 23 | 24 | 25 | 26 | 27 | 28 | 29 | 30
| Operating fraction of the year (partial COD year, full years, partial final year) | % |  |  | 30 | 0% | 0% | 0% | 0% | 0% | 25% | 100% | 100% | 100% | 100% | 100% | 100% | 100% | 100% | 100% | 100% | 100% | 100% | 100% | 100% | 100% | 100% | 100% | 100% | 100% | 100% | 100% | 100% | 100% | 100% | 100% | 100% | 100% | 100% | 100% | 75%
| Decommissioning / end-of-life flag | Flag |  |  |  | 0 | 0 | 0 | 0 | 0 | 0 | 0 | 0 | 0 | 0 | 0 | 0 | 0 | 0 | 0 | 0 | 0 | 0 | 0 | 0 | 0 | 0 | 0 | 0 | 0 | 0 | 0 | 0 | 0 | 0 | 0 | 0 | 0 | 0 | 0 | 1
| Discount factor – unlevered (mid-year not applied) | x | 8% |  |  | 1 | 0.92593 | 0.85734 | 0.79383 | 0.73503 | 0.68058 | 0.63017 | 0.58349 | 0.54027 | 0.50025 | 0.46319 | 0.42888 | 0.39711 | 0.3677 | 0.34046 | 0.31524 | 0.29189 | 0.27027 | 0.25025 | 0.23171 | 0.21455 | 0.19866 | 0.18394 | 0.17032 | 0.1577 | 0.14602 | 0.1352 | 0.12519 | 0.11591 | 0.10733 | 0.099377 | 0.092016 | 0.0852 | 0.078889 | 0.073045 | 0.067635
| Discount factor – equity | x | 8% |  |  | 1 | 0.92593 | 0.85734 | 0.79383 | 0.73503 | 0.68058 | 0.63017 | 0.58349 | 0.54027 | 0.50025 | 0.46319 | 0.42888 | 0.39711 | 0.3677 | 0.34046 | 0.31524 | 0.29189 | 0.27027 | 0.25025 | 0.23171 | 0.21455 | 0.19866 | 0.18394 | 0.17032 | 0.1577 | 0.14602 | 0.1352 | 0.12519 | 0.11591 | 0.10733 | 0.099377 | 0.092016 | 0.0852 | 0.078889 | 0.073045 | 0.067635
| Construction fraction of the calendar year (NTP → COD, by days) | % |  |  | 2 | 0% | 0% | 0% | 25.21% | 100% | 74.79% | 0% | 0% | 0% | 0% | 0% | 0% | 0% | 0% | 0% | 0% | 0% | 0% | 0% | 0% | 0% | 0% | 0% | 0% | 0% | 0% | 0% | 0% | 0% | 0% | 0% | 0% | 0% | 0% | 0% | 0%
| 1. Development phase (Stage 1 flows from MOIC / Deposits) |  | 1 | ← include switch
| Devex incl. land costs paid by FEP (MOIC rows 18 + 20) | k€ |  |  | -3087.8459 | -177.2432 | -856.3311 | -1753.7311 | -300.5405 | 0 | 0 | 0 | 0 | 0 | 0 | 0 | 0 | 0 | 0 | 0 | 0 | 0 | 0 | 0 | 0 | 0 | 0 | 0 | 0 | 0 | 0 | 0 | 0 | 0 | 0 | 0 | 0 | 0 | 0 | 0 | 0
| Signing fee and DD / transaction costs | k€ |  |  | -400 | -400 | 0 | 0 | 0 | 0 | 0 | 0 | 0 | 0 | 0 | 0 | 0 | 0 | 0 | 0 | 0 | 0 | 0 | 0 | 0 | 0 | 0 | 0 | 0 | 0 | 0 | 0 | 0 | 0 | 0 | 0 | 0 | 0 | 0 | 0 | 0
| Tender securities paid in CASH, net of refunds (all instalments – no sale) | k€ |  |  | -1249.3151 | -1249.3151 | 0 | 0 | 0 | 0 | 0 | 0 | 0 | 0 | 0 | 0 | 0 | 0 | 0 | 0 | 0 | 0 | 0 | 0 | 0 | 0 | 0 | 0 | 0 | 0 | 0 | 0 | 0 | 0 | 0 | 0 | 0 | 0 | 0 | 0 | 0
| Cash securities returned at COD (excl. TSO connection-request bond – consumed against the connection fee, Deposits I18) | k€ |  |  | 0 | 0 | 0 | 0 | 0 | 0 | 0 | 0 | 0 | 0 | 0 | 0 | 0 | 0 | 0 | 0 | 0 | 0 | 0 | 0 | 0 | 0 | 0 | 0 | 0 | 0 | 0 | 0 | 0 | 0 | 0 | 0 | 0 | 0 | 0 | 0 | 0
| Developer success fee settled in cash at COD (JV case) | k€ | 0 |  | 0 | 0 | 0 | 0 | 0 | 0 | 0 | 0 | 0 | 0 | 0 | 0 | 0 | 0 | 0 | 0 | 0 | 0 | 0 | 0 | 0 | 0 | 0 | 0 | 0 | 0 | 0 | 0 | 0 | 0 | 0 | 0 | 0 | 0 | 0 | 0 | 0
| Deemed exit at RTB – FEP profit forgone by not selling (opportunity cost) | k€ | 1 | ← deemed exit switch | -6528.4084 | 0 | 0 | 0 | -6528.4084 | 0 | 0 | 0 | 0 | 0 | 0 | 0 | 0 | 0 | 0 | 0 | 0 | 0 | 0 | 0 | 0 | 0 | 0 | 0 | 0 | 0 | 0 | 0 | 0 | 0 | 0 | 0 | 0 | 0 | 0 | 0 | 0
| Deemed exit at RTB – cash paid to A.RES to take 100% (30% share + DSA) | k€ | 1 | ← deemed exit switch | -3300.1994 | 0 | 0 | 0 | -3300.1994 | 0 | 0 | 0 | 0 | 0 | 0 | 0 | 0 | 0 | 0 | 0 | 0 | 0 | 0 | 0 | 0 | 0 | 0 | 0 | 0 | 0 | 0 | 0 | 0 | 0 | 0 | 0 | 0 | 0 | 0 | 0 | 0
| Bank guarantee fees (Stage 1 to sale per MOIC; hold case: guarantees outstanding at sale + 4th supplementary instalment carried to COD at E23 rate) | k€ | 0.06 |  | -2297.1686 | -49.9596 | -473.3014 | -473.3014 | -473.3014 | -473.3014 | -354.0035 | 0 | 0 | 0 | 0 | 0 | 0 | 0 | 0 | 0 | 0 | 0 | 0 | 0 | 0 | 0 | 0 | 0 | 0 | 0 | 0 | 0 | 0 | 0 | 0 | 0 | 0 | 0 | 0 | 0 | 0
| Total development-phase cash flow | k€ |  |  | -16862.9374 | -1876.5179 | -1329.6325 | -2227.0324 | -10602.4497 | -473.3014 | -354.0035 | 0 | 0 | 0 | 0 | 0 | 0 | 0 | 0 | 0 | 0 | 0 | 0 | 0 | 0 | 0 | 0 | 0 | 0 | 0 | 0 | 0 | 0 | 0 | 0 | 0 | 0 | 0 | 0 | 0 | 0
2. Construction capex
| Capex excl. connection fee (k€/MW × successful MW, phased by construction share) | k€ | 196732.5 |  | -196732.5 | 0 | 0 | 0 | -24793.6849 | -98366.25 | -73572.5651 | 0 | 0 | 0 | 0 | 0 | 0 | 0 | 0 | 0 | 0 | 0 | 0 | 0 | 0 | 0 | 0 | 0 | 0 | 0 | 0 | 0 | 0 | 0 | 0 | 0 | 0 | 0 | 0 | 0 | 0
| Grid connection fee (Deposits – paid on HCsSz date) | k€ |  |  | -20179.3874 | 0 | 0 | 0 | -20179.3874 | 0 | 0 | 0 | 0 | 0 | 0 | 0 | 0 | 0 | 0 | 0 | 0 | 0 | 0 | 0 | 0 | 0 | 0 | 0 | 0 | 0 | 0 | 0 | 0 | 0 | 0 | 0 | 0 | 0 | 0 | 0 | 0
| Municipal one-off contribution (tender commitment, k€/MW – paid in COD year) | k€ |  |  | -2000 | 0 | 0 | 0 | 0 | 0 | -2000 | 0 | 0 | 0 | 0 | 0 | 0 | 0 | 0 | 0 | 0 | 0 | 0 | 0 | 0 | 0 | 0 | 0 | 0 | 0 | 0 | 0 | 0 | 0 | 0 | 0 | 0 | 0 | 0 | 0 | 0
| Total capex | k€ |  |  | -218911.8874 | 0 | 0 | 0 | -44973.0723 | -98366.25 | -75572.5651 | 0 | 0 | 0 | 0 | 0 | 0 | 0 | 0 | 0 | 0 | 0 | 0 | 0 | 0 | 0 | 0 | 0 | 0 | 0 | 0 | 0 | 0 | 0 | 0 | 0 | 0 | 0 | 0 | 0 | 0
| Cumulative capex | k€ |  |  | 0 | 0 | 0 | 0 | -44973.0723 | -143339.3223 | -218911.8874 | -218911.8874 | -218911.8874 | -218911.8874 | -218911.8874 | -218911.8874 | -218911.8874 | -218911.8874 | -218911.8874 | -218911.8874 | -218911.8874 | -218911.8874 | -218911.8874 | -218911.8874 | -218911.8874 | -218911.8874 | -218911.8874 | -218911.8874 | -218911.8874 | -218911.8874 | -218911.8874 | -218911.8874 | -218911.8874 | -218911.8874 | -218911.8874 | -218911.8874 | -218911.8874 | -218911.8874 | -218911.8874 | -218911.8874 | -218911.8874
| Capex per MW (all-in, at model capacity) | k€/MW |  |  | 2189.1189
3. Generation
| Installed capacity (gross wind, overbuild – Inputs E29) | MW | 130 |  |  | 0 | 0 | 0 | 0 | 0 | 130 | 130 | 130 | 130 | 130 | 130 | 130 | 130 | 130 | 130 | 130 | 130 | 130 | 130 | 130 | 130 | 130 | 130 | 130 | 130 | 130 | 130 | 130 | 130 | 130 | 130 | 130 | 130 | 130 | 130 | 130
| Net P50 hours after haircut, curtailment, yield factor and the overbuild clipping estimate (Tender J45, active strategy) | MWh/MW/yr | 2382.9831 |  |  | 2382.9831 | 2382.9831 | 2382.9831 | 2382.9831 | 2382.9831 | 2382.9831 | 2382.9831 | 2382.9831 | 2382.9831 | 2382.9831 | 2382.9831 | 2382.9831 | 2382.9831 | 2382.9831 | 2382.9831 | 2382.9831 | 2382.9831 | 2382.9831 | 2382.9831 | 2382.9831 | 2382.9831 | 2382.9831 | 2382.9831 | 2382.9831 | 2382.9831 | 2382.9831 | 2382.9831 | 2382.9831 | 2382.9831 | 2382.9831 | 2382.9831 | 2382.9831 | 2382.9831 | 2382.9831 | 2382.9831 | 2382.9831
| Degradation factor | x | 0.3% |  |  | 0 | 0 | 0 | 0 | 0 | 1 | 1 | 0.997 | 0.99401 | 0.99103 | 0.98805 | 0.98509 | 0.98213 | 0.97919 | 0.97625 | 0.97332 | 0.9704 | 0.96749 | 0.96459 | 0.96169 | 0.95881 | 0.95593 | 0.95307 | 0.95021 | 0.94736 | 0.94451 | 0.94168 | 0.93885 | 0.93604 | 0.93323 | 0.93043 | 0.92764 | 0.92486 | 0.92208 | 0.91932 | 0.91656
| Net generation | GWh |  |  | 8906.9173 | 0 | 0 | 0 | 0 | 0 | 77.447 | 309.7878 | 308.8584 | 307.9319 | 307.0081 | 306.087 | 305.1688 | 304.2533 | 303.3405 | 302.4305 | 301.5232 | 300.6186 | 299.7168 | 298.8176 | 297.9212 | 297.0274 | 296.1363 | 295.2479 | 294.3622 | 293.4791 | 292.5987 | 291.7209 | 290.8457 | 289.9732 | 289.1032 | 288.2359 | 287.3712 | 286.5091 | 285.6496 | 284.7926 | 212.9537
| Net capacity factor (full years) | % | [9 empty] | 27.2% | 27.12% | 27.04% | 26.96% | 26.88% | 26.8% | 26.72% | 26.64% | 26.56% | 26.48% | 26.4% | 26.32% | 26.24% | 26.16% | 26.08% | 26% | 25.93% | 25.85% | 25.77% | 25.69% | 25.62% | 25.54% | 25.46% | 25.39% | 25.31% | 25.23% | 25.16% | 25.08% | 25.01%
| 4. Power price |  | 1 | ← 1 = Aurora, 2 = estimate
| Aurora selected wind capture price (Curves; after the last Aurora year, held flat in real terms and inflated at Curves E19) | EUR/MWh |  |  |  |  | 129.405 | 121.2218 | 114.3698 | 107.8908 | 115.7357 | 114.455 | 117.2714 | 115.0874 | 117.121 | 119.6002 | 126.2154 | 127.0192 | 128.8867 | 129.9301 | 130.8951 | 134.6332 | 137.6115 | 139.2711 | 144.4044 | 147.535 | 150.1455 | 150.3731 | 153.5253 | 154.6107 | 156.0295 | 156.402 | 160.9925 | 163.3777 | 165.8664 | 167.059 | 171.7005 | 178.5561 | 184.8721 | 186.7097 | 190.4439
| Estimate: baseload price | EUR/MWh | 100 |  |  | 90.5731 | 92.3845 | 94.2322 | 96.1169 | 98.0392 | 100 | 102 | 104.04 | 106.1208 | 108.2432 | 110.4081 | 112.6162 | 114.8686 | 117.1659 | 119.5093 | 121.8994 | 124.3374 | 126.8242 | 129.3607 | 131.9479 | 134.5868 | 137.2786 | 140.0241 | 142.8246 | 145.6811 | 148.5947 | 151.5666 | 154.598 | 157.6899 | 160.8437 | 164.0606 | 167.3418 | 170.6886 | 174.1024 | 177.5845 | 181.1362
| Estimate: wind capture price | EUR/MWh | 85% |  |  | 76.9871 | 78.5269 | 80.0974 | 81.6993 | 83.3333 | 85 | 86.7 | 88.434 | 90.2027 | 92.0067 | 93.8469 | 95.7238 | 97.6383 | 99.591 | 101.5829 | 103.6145 | 105.6868 | 107.8006 | 109.9566 | 112.1557 | 114.3988 | 116.6868 | 119.0205 | 121.4009 | 123.8289 | 126.3055 | 128.8316 | 131.4083 | 134.0364 | 136.7172 | 139.4515 | 142.2405 | 145.0854 | 147.9871 | 150.9468 | 153.9657
| Merchant capture price used | EUR/MWh |  |  |  | 76.9871 | 129.405 | 121.2218 | 114.3698 | 107.8908 | 115.7357 | 114.455 | 117.2714 | 115.0874 | 117.121 | 119.6002 | 126.2154 | 127.0192 | 128.8867 | 129.9301 | 130.8951 | 134.6332 | 137.6115 | 139.2711 | 144.4044 | 147.535 | 150.1455 | 150.3731 | 153.5253 | 154.6107 | 156.0295 | 156.402 | 160.9925 | 163.3777 | 165.8664 | 167.059 | 171.7005 | 178.5561 | 184.8721 | 186.7097 | 190.4439
| Aurora year missing (1 = fell back to estimate) | Flag |  |  | 0 | 0 | 0 | 0 | 0 | 0 | 0 | 0 | 0 | 0 | 0 | 0 | 0 | 0 | 0 | 0 | 0 | 0 | 0 | 0 | 0 | 0 | 0 | 0 | 0 | 0 | 0 | 0 | 0 | 0 | 0 | 0 | 0 | 0 | 0 | 0 | 0
| PPA / CfD strike | EUR/MWh | 91.6 |  |  | 87.1543 | 88.0258 | 88.9061 | 89.7951 | 90.6931 | 91.6 | 92.516 | 93.4412 | 94.3756 | 95.3193 | 96.2725 | 97.2352 | 98.2076 | 99.1897 | 100.1816 | 101.1834 | 102.1952 | 103.2172 | 104.2493 | 105.2918 | 106.3448 | 107.4082 | 108.4823 | 109.5671 | 110.6628 | 111.7694 | 112.8871 | 114.016 | 115.1561 | 116.3077 | 117.4708 | 118.6455 | 119.8319 | 121.0303 | 122.2406 | 123.463
| PPA share of output | % | 0% | bar: 0 to 30
| Blended achieved price | EUR/MWh |  |  | 146.1666 | [5 empty] | 115.7357 | 114.455 | 117.2714 | 115.0874 | 117.121 | 119.6002 | 126.2154 | 127.0192 | 128.8867 | 129.9301 | 130.8951 | 134.6332 | 137.6115 | 139.2711 | 144.4044 | 147.535 | 150.1455 | 150.3731 | 153.5253 | 154.6107 | 156.0295 | 156.402 | 160.9925 | 163.3777 | 165.8664 | 167.059 | 171.7005 | 178.5561 | 184.8721 | 186.7097 | 190.4439
| 5. Revenue, opex and EBITDA |  | 2.5% | ← opex escalation
| Merchant revenue | k€ |  |  | 1301893.8088 | 0 | 0 | 0 | 0 | 0 | 8963.3779 | 35456.775 | 36220.2574 | 35439.0817 | 35957.0867 | 36608.0636 | 38517.0068 | 38646.0181 | 39096.5535 | 39294.833 | 39467.9147 | 40473.2521 | 41244.4829 | 41616.6738 | 43021.1186 | 43821.9275 | 44463.5504 | 44397.3487 | 45192.0515 | 45375.0098 | 45654.0226 | 45625.7273 | 46823.9775 | 47375.1504 | 47952.5071 | 48152.3999 | 49341.7799 | 51157.9411 | 52808.6494 | 53173.5429 | 40555.727
| PPA / CfD revenue | k€ |  |  | 0 | 0 | 0 | 0 | 0 | 0 | 0 | 0 | 0 | 0 | 0 | 0 | 0 | 0 | 0 | 0 | 0 | 0 | 0 | 0 | 0 | 0 | 0 | 0 | 0 | 0 | 0 | 0 | 0 | 0 | 0 | 0 | 0 | 0 | 0 | 0 | 0
| Total revenue | k€ |  |  | 1301893.8088 | 0 | 0 | 0 | 0 | 0 | 8963.3779 | 35456.775 | 36220.2574 | 35439.0817 | 35957.0867 | 36608.0636 | 38517.0068 | 38646.0181 | 39096.5535 | 39294.833 | 39467.9147 | 40473.2521 | 41244.4829 | 41616.6738 | 43021.1186 | 43821.9275 | 44463.5504 | 44397.3487 | 45192.0515 | 45375.0098 | 45654.0226 | 45625.7273 | 46823.9775 | 47375.1504 | 47952.5071 | 48152.3999 | 49341.7799 | 51157.9411 | 52808.6494 | 53173.5429 | 40555.727
| Escalation index (opex, base = COD year prices) | x |  |  |  | 0 | 0 | 0 | 0 | 0 | 1 | 1.025 | 1.0506 | 1.0769 | 1.1038 | 1.1314 | 1.1597 | 1.1887 | 1.2184 | 1.2489 | 1.2801 | 1.3121 | 1.3449 | 1.3785 | 1.413 | 1.4483 | 1.4845 | 1.5216 | 1.5597 | 1.5987 | 1.6386 | 1.6796 | 1.7216 | 1.7646 | 1.8087 | 1.8539 | 1.9003 | 1.9478 | 1.9965 | 2.0464 | 2.0976
| Balancing / BRP cost | k€ |  |  | -52823.4911 | 0 | 0 | 0 | 0 | 0 | -309.7878 | -1270.13 | -1297.9776 | -1326.4357 | -1355.5178 | -1385.2376 | -1415.6089 | -1446.6461 | -1478.3638 | -1510.777 | -1543.9008 | -1577.7508 | -1612.343 | -1647.6936 | -1683.8193 | -1720.737 | -1758.4642 | -1797.0185 | -1836.4181 | -1876.6816 | -1917.8278 | -1959.8762 | -2002.8465 | -2046.7589 | -2091.6341 | -2137.4932 | -2184.3577 | -2232.2498 | -2281.1918 | -2331.207 | -1786.739
| Grid use-of-system charges | k€ |  |  | -13205.8728 | 0 | 0 | 0 | 0 | 0 | -77.447 | -317.5325 | -324.4944 | -331.6089 | -338.8795 | -346.3094 | -353.9022 | -361.6615 | -369.591 | -377.6942 | -385.9752 | -394.4377 | -403.0857 | -411.9234 | -420.9548 | -430.1843 | -439.616 | -449.2546 | -459.1045 | -469.1704 | -479.457 | -489.9691 | -500.7116 | -511.6897 | -522.9085 | -534.3733 | -546.0894 | -558.0624 | -570.298 | -582.8017 | -446.6848
| MEKH supervisory fee | k€ |  |  | -1301.8938 | 0 | 0 | 0 | 0 | 0 | -8.9634 | -35.4568 | -36.2203 | -35.4391 | -35.9571 | -36.6081 | -38.517 | -38.646 | -39.0966 | -39.2948 | -39.4679 | -40.4733 | -41.2445 | -41.6167 | -43.0211 | -43.8219 | -44.4636 | -44.3973 | -45.1921 | -45.375 | -45.654 | -45.6257 | -46.824 | -47.3752 | -47.9525 | -48.1524 | -49.3418 | -51.1579 | -52.8086 | -53.1735 | -40.5557
| Annual community contribution (tender commitment, €/MWh on net generation) | k€ |  |  | -17813.8345 | 0 | 0 | 0 | 0 | 0 | -154.8939 | -619.5756 | -617.7169 | -615.8637 | -614.0161 | -612.1741 | -610.3376 | -608.5065 | -606.681 | -604.861 | -603.0464 | -601.2373 | -599.4336 | -597.6353 | -595.8423 | -594.0548 | -592.2727 | -590.4958 | -588.7243 | -586.9582 | -585.1973 | -583.4417 | -581.6914 | -579.9463 | -578.2065 | -576.4719 | -574.7424 | -573.0182 | -571.2992 | -569.5853 | -425.9074
| O&M full-service contract | k€ |  |  | -69772.371 | 0 | 0 | 0 | 0 | 0 | -390 | -1599 | -1638.975 | -1679.9494 | -1721.9481 | -1764.9968 | -1809.1217 | -1854.3498 | -1900.7085 | -1948.2262 | -1996.9319 | -2046.8552 | -2098.0266 | -2150.4772 | -2204.2392 | -2259.3451 | -2315.8288 | -2373.7245 | -2433.0676 | -2493.8943 | -2556.2416 | -2620.1477 | -2685.6514 | -2752.7927 | -2821.6125 | -2892.1528 | -2964.4566 | -3038.568 | -3114.5322 | -3192.3955 | -2454.1541
| Balance of plant maintenance | k€ |  |  | -17443.0928 | 0 | 0 | 0 | 0 | 0 | -97.5 | -399.75 | -409.7437 | -419.9873 | -430.487 | -441.2492 | -452.2804 | -463.5874 | -475.1771 | -487.0566 | -499.233 | -511.7138 | -524.5066 | -537.6193 | -551.0598 | -564.8363 | -578.9572 | -593.4311 | -608.2669 | -623.4736 | -639.0604 | -655.0369 | -671.4128 | -688.1982 | -705.4031 | -723.0382 | -741.1142 | -759.642 | -778.6331 | -798.0989 | -613.5385
| Land lease (paid from NTP; pre-COD lease is a tax loss carried forward) | k€ |  |  | -18208.8438 | 0 | 0 | 0 | -93.5647 | -380.4878 | -389.1986 | -399.75 | -409.7437 | -419.9873 | -430.487 | -441.2492 | -452.2804 | -463.5874 | -475.1771 | -487.0566 | -499.233 | -511.7138 | -524.5066 | -537.6193 | -551.0598 | -564.8363 | -578.9572 | -593.4311 | -608.2669 | -623.4736 | -639.0604 | -655.0369 | -671.4128 | -688.1982 | -705.4031 | -723.0382 | -741.1142 | -759.642 | -778.6331 | -798.0989 | -613.5385
| Operational insurance | k€ |  |  | -14535.9106 | 0 | 0 | 0 | 0 | 0 | -81.25 | -333.125 | -341.4531 | -349.9895 | -358.7392 | -367.7077 | -376.9004 | -386.3229 | -395.9809 | -405.8805 | -416.0275 | -426.4282 | -437.0889 | -448.0161 | -459.2165 | -470.6969 | -482.4643 | -494.5259 | -506.8891 | -519.5613 | -532.5503 | -545.8641 | -559.5107 | -573.4985 | -587.8359 | -602.5318 | -617.5951 | -633.035 | -648.8609 | -665.0824 | -511.2821
| Asset and commercial management | k€ |  |  | -8721.5464 | 0 | 0 | 0 | 0 | 0 | -48.75 | -199.875 | -204.8719 | -209.9937 | -215.2435 | -220.6246 | -226.1402 | -231.7937 | -237.5886 | -243.5283 | -249.6165 | -255.8569 | -262.2533 | -268.8097 | -275.5299 | -282.4181 | -289.4786 | -296.7156 | -304.1334 | -311.7368 | -319.5302 | -327.5185 | -335.7064 | -344.0991 | -352.7016 | -361.5191 | -370.5571 | -379.821 | -389.3165 | -399.0494 | -306.7693
| Property tax | k€ |  |  | -17443.0928 | 0 | 0 | 0 | 0 | 0 | -97.5 | -399.75 | -409.7437 | -419.9873 | -430.487 | -441.2492 | -452.2804 | -463.5874 | -475.1771 | -487.0566 | -499.233 | -511.7138 | -524.5066 | -537.6193 | -551.0598 | -564.8363 | -578.9572 | -593.4311 | -608.2669 | -623.4736 | -639.0604 | -655.0369 | -671.4128 | -688.1982 | -705.4031 | -723.0382 | -741.1142 | -759.642 | -778.6331 | -798.0989 | -613.5385
| Administration, audit, compliance | k€ |  |  | -6708.8818 | 0 | 0 | 0 | 0 | 0 | -37.5 | -153.75 | -157.5938 | -161.5336 | -165.5719 | -169.7112 | -173.954 | -178.3029 | -182.7604 | -187.3294 | -192.0127 | -196.813 | -201.7333 | -206.7767 | -211.9461 | -217.2447 | -222.6758 | -228.2427 | -233.9488 | -239.7975 | -245.7925 | -251.9373 | -258.2357 | -264.6916 | -271.3089 | -278.0916 | -285.0439 | -292.17 | -299.4743 | -306.9611 | -235.9764
| Opex contingency | k€ | 5% |  | -11008.2498 | 0 | 0 | 0 | -4.6782 | -19.0244 | -76.8948 | -255.406 | -261.5409 | -267.7456 | -274.1659 | -280.7471 | -287.5493 | -294.4243 | -301.4811 | -308.695 | -316.0816 | -323.6878 | -331.4648 | -339.4086 | -347.5953 | -355.9478 | -364.4931 | -373.2086 | -382.1777 | -391.3319 | -400.7117 | -410.3025 | -420.1862 | -430.275 | -440.6082 | -451.1714 | -462.0392 | -473.1995 | -484.6191 | -496.2484 | -381.1388
| HIPA local business tax | k€ | 2% |  | -26037.8762 | 0 | 0 | 0 | 0 | 0 | -179.2676 | -709.1355 | -724.4051 | -708.7816 | -719.1417 | -732.1613 | -770.3401 | -772.9204 | -781.9311 | -785.8967 | -789.3583 | -809.465 | -824.8897 | -832.3335 | -860.4224 | -876.4385 | -889.271 | -887.947 | -903.841 | -907.5002 | -913.0805 | -912.5145 | -936.4795 | -947.503 | -959.0501 | -963.048 | -986.8356 | -1023.1588 | -1056.173 | -1063.4709 | -811.1145
| Total operating costs | k€ |  |  | -275024.9574 | 0 | 0 | 0 | -98.2429 | -399.5122 | -1948.9531 | -6692.2363 | -6834.4801 | -6947.3028 | -7090.642 | -7240.0255 | -7419.2127 | -7564.3364 | -7719.7144 | -7873.3528 | -8030.1176 | -8208.1465 | -8385.0832 | -8557.5485 | -8755.7662 | -8945.3982 | -9135.8997 | -9315.824 | -9518.2974 | -9712.4279 | -9913.2242 | -10112.308 | -10342.082 | -10563.2244 | -10790.0281 | -11014.1201 | -11264.4013 | -11533.3667 | -11804.4727 | -12054.2719 | -9240.9376
| EBITDA | k€ |  |  | 1026868.8515 | 0 | 0 | 0 | -98.2429 | -399.5122 | 7014.4248 | 28764.5387 | 29385.7773 | 28491.7789 | 28866.4447 | 29368.0382 | 31097.7941 | 31081.6817 | 31376.8391 | 31421.4802 | 31437.7971 | 32265.1056 | 32859.3997 | 33059.1253 | 34265.3524 | 34876.5293 | 35327.6507 | 35081.5248 | 35673.7541 | 35662.5819 | 35740.7984 | 35513.4193 | 36481.8954 | 36811.926 | 37162.479 | 37138.2798 | 38077.3785 | 39624.5744 | 41004.1767 | 41119.271 | 31314.7895
| EBITDA margin | % |  |  | 78.88% | [5 empty] | 78.26% | 81.13% | 81.13% | 80.4% | 80.28% | 80.22% | 80.74% | 80.43% | 80.25% | 79.96% | 79.65% | 79.72% | 79.67% | 79.44% | 79.65% | 79.59% | 79.45% | 79.02% | 78.94% | 78.6% | 78.29% | 77.84% | 77.91% | 77.7% | 77.5% | 77.13% | 77.17% | 77.46% | 77.65% | 77.33% | 77.21%
| Opex per MW (full years) | k€/MW/yr | [9 empty] | 51.4787 | 52.5729 | 53.4408 | 54.5434 | 55.6925 | 57.0709 | 58.1872 | 59.3824 | 60.5643 | 61.7701 | 63.1396 | 64.5006 | 65.8273 | 67.352 | 68.8108 | 70.2762 | 71.6602 | 73.2177 | 74.711 | 76.2556 | 77.787 | 79.5545 | 81.2556 | 83.0002 | 84.724 | 86.6492 | 88.7182 | 90.8036 | 92.7252
| 6. Senior debt (annuity term loan, drawn pro rata with capex) |  | 5% | ← all-in rate
| Debt sized on total capex incl. connection fee | k€ | 120401.5381
| Opening balance | k€ |  |  |  | 0 | 0 | 0 | 0 | 15553.2398 | 78036.69 | 126831.6085 | 110834.9873 | 94034.3992 | 76838.3522 | 58650.721 | 39366.4054 | 24909.4521 | 9729.6512 | 0 | 0 | 0 | 0 | 0 | 0 | 0 | 0 | 0 | 0 | 0 | 0 | 0 | 0 | 0 | 0 | 0 | 0 | 0 | 0 | 0 | 0
| Drawdown | k€ |  |  | 120401.5381 | 0 | 0 | 0 | 15173.8925 | 60200.769 | 45026.8766 | 0 | 0 | 0 | 0 | 0 | 0 | 0 | 0 | 0 | 0 | 0 | 0 | 0 | 0 | 0 | 0 | 0 | 0 | 0 | 0 | 0 | 0 | 0 | 0 | 0 | 0 | 0 | 0 | 0 | 0
| Interest during construction (on opening + half drawdown; construction share of the COD year) | k€ |  |  | 6430.0704 | 0 | 0 | 0 | 379.3473 | 2282.6812 | 3768.0419 | 0 | 0 | 0 | 0 | 0 | 0 | 0 | 0 | 0 | 0 | 0 | 0 | 0 | 0 | 0 | 0 | 0 | 0 | 0 | 0 | 0 | 0 | 0 | 0 | 0 | 0 | 0 | 0 | 0 | 0
| IDC capitalised | k€ | 1 |  | 6430.0704 | 0 | 0 | 0 | 379.3473 | 2282.6812 | 3768.0419 | 0 | 0 | 0 | 0 | 0 | 0 | 0 | 0 | 0 | 0 | 0 | 0 | 0 | 0 | 0 | 0 | 0 | 0 | 0 | 0 | 0 | 0 | 0 | 0 | 0 | 0 | 0 | 0 | 0 | 0
| IDC paid by equity | k€ |  |  | 0 | 0 | 0 | 0 | 0 | 0 | 0 | 0 | 0 | 0 | 0 | 0 | 0 | 0 | 0 | 0 | 0 | 0 | 0 | 0 | 0 | 0 | 0 | 0 | 0 | 0 | 0 | 0 | 0 | 0 | 0 | 0 | 0 | 0 | 0 | 0 | 0
| Interest – operating period (from COD; paid from cash flow) | k€ |  |  | 28645.1739 | 0 | 0 | 0 | 0 | 0 | 1585.3951 | 6341.5804 | 5541.7494 | 4701.72 | 3841.9176 | 2932.536 | 1968.3203 | 1245.4726 | 486.4826 | 0 | 0 | 0 | 0 | 0 | 0 | 0 | 0 | 0 | 0 | 0 | 0 | 0 | 0 | 0 | 0 | 0 | 0 | 0 | 0 | 0 | 0
| Annuity debt service (fixed, from balance at COD) | k€ | 16425.2735
| Principal repayment | k€ |  |  | 98133.2697 | 0 | 0 | 0 | 0 | 0 | 0 | 10083.6931 | 10883.5242 | 11723.5536 | 12583.3559 | 13492.7375 | 14456.9533 | 15179.8009 | 9729.6512 | 0 | 0 | 0 | 0 | 0 | 0 | 0 | 0 | 0 | 0 | 0 | 0 | 0 | 0 | 0 | 0 | 0 | 0 | 0 | 0 | 0 | 0
| Closing balance | k€ |  |  | 0 | 0 | 0 | 0 | 15553.2398 | 78036.69 | 126831.6085 | 110834.9873 | 94034.3992 | 76838.3522 | 58650.721 | 39366.4054 | 24909.4521 | 9729.6512 | 0 | 0 | 0 | 0 | 0 | 0 | 0 | 0 | 0 | 0 | 0 | 0 | 0 | 0 | 0 | 0 | 0 | 0 | 0 | 0 | 0 | 0 | 0
| Upfront, arrangement and commitment fees (commitment fee on average undrawn debt during construction, Inputs E222) | k€ | 1.75% |  | -3169.3072 | 0 | 0 | 0 | -2362.946 | -672.7312 | -133.6299 | 0 | 0 | 0 | 0 | 0 | 0 | 0 | 0 | 0 | 0 | 0 | 0 | 0 | 0 | 0 | 0 | 0 | 0 | 0 | 0 | 0 | 0 | 0 | 0 | 0 | 0 | 0 | 0 | 0 | 0
| Scheduled debt service (interest + annuity principal) | k€ |  |  | -126778.4437 | 0 | 0 | 0 | 0 | 0 | -1585.3951 | -16425.2735 | -16425.2735 | -16425.2735 | -16425.2735 | -16425.2735 | -16425.2735 | -16425.2735 | -10216.1337 | 0 | 0 | 0 | 0 | 0 | 0 | 0 | 0 | 0 | 0 | 0 | 0 | 0 | 0 | 0 | 0 | 0 | 0 | 0 | 0 | 0 | 0
| Cash sweep – prepayment (Inputs E269 of cash after scheduled DS and DSRA, op. years 1–E270) | k€ |  |  | 28698.3388 | 0 | 0 | 0 | 0 | 0 | 0 | 5912.928 | 5917.064 | 5472.4934 | 5604.2752 | 5791.5781 | 0 | 0 | 0 | 0 | 0 | 0 | 0 | 0 | 0 | 0 | 0 | 0 | 0 | 0 | 0 | 0 | 0 | 0 | 0 | 0 | 0 | 0 | 0 | 0 | 0
| DSRA target balance (Inputs E268 months of next year's scheduled debt service) | k€ |  |  |  | 0 | 0 | 0 | 0 | 0 | 8212.6368 | 8212.6368 | 8212.6368 | 8212.6368 | 8212.6368 | 8212.6368 | 8212.6368 | 5108.0669 | 0 | 0 | 0 | 0 | 0 | 0 | 0 | 0 | 0 | 0 | 0 | 0 | 0 | 0 | 0 | 0 | 0 | 0 | 0 | 0 | 0 | 0 | 0
| DSRA funding (−) / release (+) | k€ |  |  | 0 | 0 | 0 | 0 | 0 | 0 | -8212.6368 | 0 | 0 | 0 | 0 | 0 | 0 | 3104.5699 | 5108.0669 | 0 | 0 | 0 | 0 | 0 | 0 | 0 | 0 | 0 | 0 | 0 | 0 | 0 | 0 | 0 | 0 | 0 | 0 | 0 | 0 | 0 | 0
| Tax depreciation profile – share of annual charge (pro rata from COD) | % |  |  | 20 | 0 | 0 | 0 | 0 | 0 | 0.25 | 1 | 1 | 1 | 1 | 1 | 1 | 1 | 1 | 1 | 1 | 1 | 1 | 1 | 1 | 1 | 1 | 1 | 1 | 1 | 0.75 | 0 | 0 | 0 | 0 | 0 | 0 | 0 | 0 | 0 | 0
| 7. Corporate tax (levered) |  | 9% | ← CIT rate
| Tax depreciation (straight-line on total capex + capitalised IDC + TSO bond applied to the connection fee) | k€ | 20 |  | 226574.8345 | 0 | 0 | 0 | 0 | 0 | 2832.1854 | 11328.7417 | 11328.7417 | 11328.7417 | 11328.7417 | 11328.7417 | 11328.7417 | 11328.7417 | 11328.7417 | 11328.7417 | 11328.7417 | 11328.7417 | 11328.7417 | 11328.7417 | 11328.7417 | 11328.7417 | 11328.7417 | 11328.7417 | 11328.7417 | 11328.7417 | 8496.5563 | 0 | 0 | 0 | 0 | 0 | 0 | 0 | 0 | 0 | 0
| Taxable income before loss relief (EBITDA − depreciation − interest − upfront fees − devex) | k€ |  |  | 765391.6899 | -177.2432 | -856.3311 | -1753.7311 | -2761.7295 | -1072.2434 | 2463.2144 | 11094.2166 | 12515.2862 | 12461.3172 | 13695.7854 | 15106.7604 | 17800.7321 | 18507.4674 | 19561.6148 | 20092.7385 | 20109.0554 | 20936.3639 | 21530.658 | 21730.3835 | 22936.6107 | 23547.7876 | 23998.909 | 23752.783 | 24345.0123 | 24333.8402 | 27244.2421 | 35513.4193 | 36481.8954 | 36811.926 | 37162.479 | 37138.2798 | 38077.3785 | 39624.5744 | 41004.1767 | 41119.271 | 31314.7895
| Tax losses – opening | k€ |  |  |  | 0 | 177.2432 | 1033.5743 | 2787.3054 | 5549.0349 | 6621.2783 | 5389.6711 | 0 | 0 | 0 | 0 | 0 | 0 | 0 | 0 | 0 | 0 | 0 | 0 | 0 | 0 | 0 | 0 | 0 | 0 | 0 | 0 | 0 | 0 | 0 | 0 | 0 | 0 | 0 | 0 | 0
| Losses used (capped at share of positive income) | k€ | 50% |  | 6621.2783 | 0 | 0 | 0 | 0 | 0 | 1231.6072 | 5389.6711 | 0 | 0 | 0 | 0 | 0 | 0 | 0 | 0 | 0 | 0 | 0 | 0 | 0 | 0 | 0 | 0 | 0 | 0 | 0 | 0 | 0 | 0 | 0 | 0 | 0 | 0 | 0 | 0 | 0
| Tax losses – closing | k€ |  |  | 0 | 177.2432 | 1033.5743 | 2787.3054 | 5549.0349 | 6621.2783 | 5389.6711 | 0 | 0 | 0 | 0 | 0 | 0 | 0 | 0 | 0 | 0 | 0 | 0 | 0 | 0 | 0 | 0 | 0 | 0 | 0 | 0 | 0 | 0 | 0 | 0 | 0 | 0 | 0 | 0 | 0 | 0
| Taxable income after loss relief | k€ |  |  | 765391.6899 | 0 | 0 | 0 | 0 | 0 | 1231.6072 | 5704.5455 | 12515.2862 | 12461.3172 | 13695.7854 | 15106.7604 | 17800.7321 | 18507.4674 | 19561.6148 | 20092.7385 | 20109.0554 | 20936.3639 | 21530.658 | 21730.3835 | 22936.6107 | 23547.7876 | 23998.909 | 23752.783 | 24345.0123 | 24333.8402 | 27244.2421 | 35513.4193 | 36481.8954 | 36811.926 | 37162.479 | 37138.2798 | 38077.3785 | 39624.5744 | 41004.1767 | 41119.271 | 31314.7895
| Corporate income tax | k€ |  |  | -68885.2521 | 0 | 0 | 0 | 0 | 0 | -110.8446 | -513.4091 | -1126.3758 | -1121.5185 | -1232.6207 | -1359.6084 | -1602.0659 | -1665.6721 | -1760.5453 | -1808.3465 | -1809.815 | -1884.2727 | -1937.7592 | -1955.7345 | -2064.295 | -2119.3009 | -2159.9018 | -2137.7505 | -2191.0511 | -2190.0456 | -2451.9818 | -3196.2077 | -3283.3706 | -3313.0733 | -3344.6231 | -3342.4452 | -3426.9641 | -3566.2117 | -3690.3759 | -3700.7344 | -2818.3311
| Robin Hood tax (if applicable) | k€ | 0% |  | 0 | 0 | 0 | 0 | 0 | 0 | 0 | 0 | 0 | 0 | 0 | 0 | 0 | 0 | 0 | 0 | 0 | 0 | 0 | 0 | 0 | 0 | 0 | 0 | 0 | 0 | 0 | 0 | 0 | 0 | 0 | 0 | 0 | 0 | 0 | 0 | 0
| Total tax – levered | k€ |  |  | -68885.2521 | 0 | 0 | 0 | 0 | 0 | -110.8446 | -513.4091 | -1126.3758 | -1121.5185 | -1232.6207 | -1359.6084 | -1602.0659 | -1665.6721 | -1760.5453 | -1808.3465 | -1809.815 | -1884.2727 | -1937.7592 | -1955.7345 | -2064.295 | -2119.3009 | -2159.9018 | -2137.7505 | -2191.0511 | -2190.0456 | -2451.9818 | -3196.2077 | -3283.3706 | -3313.0733 | -3344.6231 | -3342.4452 | -3426.9641 | -3566.2117 | -3690.3759 | -3700.7344 | -2818.3311
| Tax – unlevered proxy (no interest shield, no loss relief) | k€ |  |  | -72071.2595 | 0 | 0 | 0 | 0 | 0 | -376.4015 | -1569.2217 | -1625.1332 | -1544.6733 | -1578.3933 | -1623.5367 | -1779.2147 | -1777.7646 | -1804.3288 | -1808.3465 | -1809.815 | -1884.2727 | -1937.7592 | -1955.7345 | -2064.295 | -2119.3009 | -2159.9018 | -2137.7505 | -2191.0511 | -2190.0456 | -2451.9818 | -3196.2077 | -3283.3706 | -3313.0733 | -3344.6231 | -3342.4452 | -3426.9641 | -3566.2117 | -3690.3759 | -3700.7344 | -2818.3311
8. Unlevered project cash flow
| Development phase | k€ |  |  | -16862.9374 | -1876.5179 | -1329.6325 | -2227.0324 | -10602.4497 | -473.3014 | -354.0035 | 0 | 0 | 0 | 0 | 0 | 0 | 0 | 0 | 0 | 0 | 0 | 0 | 0 | 0 | 0 | 0 | 0 | 0 | 0 | 0 | 0 | 0 | 0 | 0 | 0 | 0 | 0 | 0 | 0 | 0
| Construction capex | k€ |  |  | -218911.8874 | 0 | 0 | 0 | -44973.0723 | -98366.25 | -75572.5651 | 0 | 0 | 0 | 0 | 0 | 0 | 0 | 0 | 0 | 0 | 0 | 0 | 0 | 0 | 0 | 0 | 0 | 0 | 0 | 0 | 0 | 0 | 0 | 0 | 0 | 0 | 0 | 0 | 0 | 0
| EBITDA | k€ |  |  | 1026868.8515 | 0 | 0 | 0 | -98.2429 | -399.5122 | 7014.4248 | 28764.5387 | 29385.7773 | 28491.7789 | 28866.4447 | 29368.0382 | 31097.7941 | 31081.6817 | 31376.8391 | 31421.4802 | 31437.7971 | 32265.1056 | 32859.3997 | 33059.1253 | 34265.3524 | 34876.5293 | 35327.6507 | 35081.5248 | 35673.7541 | 35662.5819 | 35740.7984 | 35513.4193 | 36481.8954 | 36811.926 | 37162.479 | 37138.2798 | 38077.3785 | 39624.5744 | 41004.1767 | 41119.271 | 31314.7895
| Decommissioning | k€ | 30 |  | -3900 | 0 | 0 | 0 | 0 | 0 | 0 | 0 | 0 | 0 | 0 | 0 | 0 | 0 | 0 | 0 | 0 | 0 | 0 | 0 | 0 | 0 | 0 | 0 | 0 | 0 | 0 | 0 | 0 | 0 | 0 | 0 | 0 | 0 | 0 | 0 | -3900
| Terminal value | k€ | 0 |  | 0 | 0 | 0 | 0 | 0 | 0 | 0 | 0 | 0 | 0 | 0 | 0 | 0 | 0 | 0 | 0 | 0 | 0 | 0 | 0 | 0 | 0 | 0 | 0 | 0 | 0 | 0 | 0 | 0 | 0 | 0 | 0 | 0 | 0 | 0 | 0 | 0
| Unlevered pre-tax cash flow | k€ |  |  | 787194.0267 | -1876.5179 | -1329.6325 | -2227.0324 | -55673.7649 | -99239.0636 | -68912.1437 | 28764.5387 | 29385.7773 | 28491.7789 | 28866.4447 | 29368.0382 | 31097.7941 | 31081.6817 | 31376.8391 | 31421.4802 | 31437.7971 | 32265.1056 | 32859.3997 | 33059.1253 | 34265.3524 | 34876.5293 | 35327.6507 | 35081.5248 | 35673.7541 | 35662.5819 | 35740.7984 | 35513.4193 | 36481.8954 | 36811.926 | 37162.479 | 37138.2798 | 38077.3785 | 39624.5744 | 41004.1767 | 41119.271 | 27414.7895
| Unlevered post-tax cash flow | k€ |  |  | 715122.7672 | -1876.5179 | -1329.6325 | -2227.0324 | -55673.7649 | -99239.0636 | -69288.5453 | 27195.317 | 27760.6441 | 26947.1055 | 27288.0514 | 27744.5015 | 29318.5794 | 29303.9171 | 29572.5103 | 29613.1338 | 29627.9821 | 30380.8329 | 30921.6405 | 31103.3907 | 32201.0574 | 32757.2284 | 33167.7489 | 32943.7743 | 33482.703 | 33472.5363 | 33288.8166 | 32317.2116 | 33198.5248 | 33498.8526 | 33817.8559 | 33795.8346 | 34650.4144 | 36058.3627 | 37313.8008 | 37418.5366 | 24596.4584
| Cumulative unlevered post-tax | k€ |  |  | 0 | -1876.5179 | -3206.1504 | -5433.1828 | -61106.9477 | -160346.0113 | -229634.5566 | -202439.2396 | -174678.5955 | -147731.49 | -120443.4385 | -92698.937 | -63380.3577 | -34076.4405 | -4503.9302 | 25109.2036 | 54737.1857 | 85118.0186 | 116039.6591 | 147143.0498 | 179344.1072 | 212101.3356 | 245269.0845 | 278212.8588 | 311695.5618 | 345168.098 | 378456.9146 | 410774.1262 | 443972.651 | 477471.5037 | 511289.3596 | 545085.1942 | 579735.6087 | 615793.9714 | 653107.7722 | 690526.3088 | 715122.7672
9. Equity cash flow (100% of project)
| Development phase | k€ |  |  | -16862.9374 | -1876.5179 | -1329.6325 | -2227.0324 | -10602.4497 | -473.3014 | -354.0035 | 0 | 0 | 0 | 0 | 0 | 0 | 0 | 0 | 0 | 0 | 0 | 0 | 0 | 0 | 0 | 0 | 0 | 0 | 0 | 0 | 0 | 0 | 0 | 0 | 0 | 0 | 0 | 0 | 0 | 0
| Construction capex | k€ |  |  | -218911.8874 | 0 | 0 | 0 | -44973.0723 | -98366.25 | -75572.5651 | 0 | 0 | 0 | 0 | 0 | 0 | 0 | 0 | 0 | 0 | 0 | 0 | 0 | 0 | 0 | 0 | 0 | 0 | 0 | 0 | 0 | 0 | 0 | 0 | 0 | 0 | 0 | 0 | 0 | 0
| Debt drawdown | k€ |  |  | 120401.5381 | 0 | 0 | 0 | 15173.8925 | 60200.769 | 45026.8766 | 0 | 0 | 0 | 0 | 0 | 0 | 0 | 0 | 0 | 0 | 0 | 0 | 0 | 0 | 0 | 0 | 0 | 0 | 0 | 0 | 0 | 0 | 0 | 0 | 0 | 0 | 0 | 0 | 0 | 0
| Upfront fees and IDC paid by equity | k€ |  |  | -3169.3072 | 0 | 0 | 0 | -2362.946 | -672.7312 | -133.6299 | 0 | 0 | 0 | 0 | 0 | 0 | 0 | 0 | 0 | 0 | 0 | 0 | 0 | 0 | 0 | 0 | 0 | 0 | 0 | 0 | 0 | 0 | 0 | 0 | 0 | 0 | 0 | 0 | 0 | 0
| EBITDA | k€ |  |  | 1026868.8515 | 0 | 0 | 0 | -98.2429 | -399.5122 | 7014.4248 | 28764.5387 | 29385.7773 | 28491.7789 | 28866.4447 | 29368.0382 | 31097.7941 | 31081.6817 | 31376.8391 | 31421.4802 | 31437.7971 | 32265.1056 | 32859.3997 | 33059.1253 | 34265.3524 | 34876.5293 | 35327.6507 | 35081.5248 | 35673.7541 | 35662.5819 | 35740.7984 | 35513.4193 | 36481.8954 | 36811.926 | 37162.479 | 37138.2798 | 38077.3785 | 39624.5744 | 41004.1767 | 41119.271 | 31314.7895
| Debt service incl. cash sweep | k€ |  |  | -155476.7824 | 0 | 0 | 0 | 0 | 0 | -1585.3951 | -22338.2016 | -22342.3375 | -21897.7669 | -22029.5488 | -22216.8517 | -16425.2735 | -16425.2735 | -10216.1337 | 0 | 0 | 0 | 0 | 0 | 0 | 0 | 0 | 0 | 0 | 0 | 0 | 0 | 0 | 0 | 0 | 0 | 0 | 0 | 0 | 0 | 0
| DSRA funding (−) / release (+) | k€ |  |  | 0 | 0 | 0 | 0 | 0 | 0 | -8212.6368 | 0 | 0 | 0 | 0 | 0 | 0 | 3104.5699 | 5108.0669 | 0 | 0 | 0 | 0 | 0 | 0 | 0 | 0 | 0 | 0 | 0 | 0 | 0 | 0 | 0 | 0 | 0 | 0 | 0 | 0 | 0 | 0
| Tax | k€ |  |  | -68885.2521 | 0 | 0 | 0 | 0 | 0 | -110.8446 | -513.4091 | -1126.3758 | -1121.5185 | -1232.6207 | -1359.6084 | -1602.0659 | -1665.6721 | -1760.5453 | -1808.3465 | -1809.815 | -1884.2727 | -1937.7592 | -1955.7345 | -2064.295 | -2119.3009 | -2159.9018 | -2137.7505 | -2191.0511 | -2190.0456 | -2451.9818 | -3196.2077 | -3283.3706 | -3313.0733 | -3344.6231 | -3342.4452 | -3426.9641 | -3566.2117 | -3690.3759 | -3700.7344 | -2818.3311
| Decommissioning and terminal value | k€ |  |  | -3900 | 0 | 0 | 0 | 0 | 0 | 0 | 0 | 0 | 0 | 0 | 0 | 0 | 0 | 0 | 0 | 0 | 0 | 0 | 0 | 0 | 0 | 0 | 0 | 0 | 0 | 0 | 0 | 0 | 0 | 0 | 0 | 0 | 0 | 0 | 0 | -3900
| Equity cash flow | k€ |  |  | 680064.2231 | -1876.5179 | -1329.6325 | -2227.0324 | -42862.8185 | -39711.0258 | -33927.7736 | 5912.928 | 5917.064 | 5472.4934 | 5604.2752 | 5791.5781 | 13070.4546 | 16095.306 | 24508.2269 | 29613.1338 | 29627.9821 | 30380.8329 | 30921.6405 | 31103.3907 | 32201.0574 | 32757.2284 | 33167.7489 | 32943.7743 | 33482.703 | 33472.5363 | 33288.8166 | 32317.2116 | 33198.5248 | 33498.8526 | 33817.8559 | 33795.8346 | 34650.4144 | 36058.3627 | 37313.8008 | 37418.5366 | 24596.4584
| Cumulative equity cash flow | k€ |  |  | 0 | -1876.5179 | -3206.1504 | -5433.1828 | -48296.0013 | -88007.0271 | -121934.8006 | -116021.8726 | -110104.8086 | -104632.3152 | -99028.04 | -93236.4619 | -80166.0072 | -64070.7012 | -39562.4743 | -9949.3405 | 19678.6416 | 50059.4745 | 80981.1149 | 112084.5057 | 144285.5631 | 177042.7915 | 210210.5404 | 243154.3147 | 276637.0176 | 310109.5539 | 343398.3705 | 375715.5821 | 408914.1069 | 442412.9596 | 476230.8155 | 510026.6501 | 544677.0646 | 580735.4272 | 618049.228 | 655467.7647 | 680064.2231
| CFADS (EBITDA − tax) | k€ |  |  | 957983.5994 | 0 | 0 | 0 | -98.2429 | -399.5122 | 6903.5802 | 28251.1296 | 28259.4015 | 27370.2603 | 27633.824 | 28008.4298 | 29495.7282 | 29416.0096 | 29616.2938 | 29613.1338 | 29627.9821 | 30380.8329 | 30921.6405 | 31103.3907 | 32201.0574 | 32757.2284 | 33167.7489 | 32943.7743 | 33482.703 | 33472.5363 | 33288.8166 | 32317.2116 | 33198.5248 | 33498.8526 | 33817.8559 | 33795.8346 | 34650.4144 | 36058.3627 | 37313.8008 | 37418.5366 | 28496.4584
| DSCR | x |  |  | 1.6664 | 1: 1.72; 2: 1.7205; 3: 1.6664; 4: 1.6824; 5: 1.7052; 6: 1.7958; 7: 1.7909; 8: 2.899
| 10. FEP share |  | 100% | ← FEP effective share. 100% when the deemed exit is on, because A.RES is bought out in full at RTB (row 22); otherwise the JV share from Inputs E33.
| FEP equity cash flow (after the community purchase right, rows 383–384) | k€ |  |  | 680064.2231 | -1876.5179 | -1329.6325 | -2227.0324 | -42862.8185 | -39711.0258 | -33927.7736 | 5912.928 | 5917.064 | 5472.4934 | 5604.2752 | 5791.5781 | 13070.4546 | 16095.306 | 24508.2269 | 29613.1338 | 29627.9821 | 30380.8329 | 30921.6405 | 31103.3907 | 32201.0574 | 32757.2284 | 33167.7489 | 32943.7743 | 33482.703 | 33472.5363 | 33288.8166 | 32317.2116 | 33198.5248 | 33498.8526 | 33817.8559 | 33795.8346 | 34650.4144 | 36058.3627 | 37313.8008 | 37418.5366 | 24596.4584
| FEP cumulative equity position | k€ |  |  | 0 | -1876.5179 | -3206.1504 | -5433.1828 | -48296.0013 | -88007.0271 | -121934.8006 | -116021.8726 | -110104.8086 | -104632.3152 | -99028.04 | -93236.4619 | -80166.0072 | -64070.7012 | -39562.4743 | -9949.3405 | 19678.6416 | 50059.4745 | 80981.1149 | 112084.5057 | 144285.5631 | 177042.7915 | 210210.5404 | 243154.3147 | 276637.0176 | 310109.5539 | 343398.3705 | 375715.5821 | 408914.1069 | 442412.9596 | 476230.8155 | 510026.6501 | 544677.0646 | 580735.4272 | 618049.228 | 655467.7647 | 680064.2231
| FEP cumulative equity position | mHUF |  |  |  | -684.929 | -1170.2449 | -1983.1117 | -17628.0405 | -32122.5649 | -44506.2022 | -42347.9835 | -40188.2551 | -38190.7951 | -36145.2346 | -34031.3086 | -29260.5926 | -23385.8059 | -14440.3031 | -3631.5093 | 7182.7042 | 18271.7082 | 29558.1069 | 40910.8446 | 52664.2305 | 64620.6189 | 76726.8472 | 88751.3249 | 100972.5114 | 113189.9872 | 125340.4052 | 137136.1875 | 149253.649 | 161480.7302 | 173824.2476 | 186159.7273 | 198807.1286 | 211968.4309 | 225587.9682 | 239245.7341 | 248223.4414
11. Results (column G)
| Project IRR – unlevered, pre-tax | % |  |  | 11.72%
| Project IRR – unlevered, post-tax | % |  |  | 11.03%
| Project NPV – unlevered post-tax at discount rate | k€ |  |  | 60576.6107
| Equity IRR – levered, post-tax (100%) | % |  |  | 12.12%
| Equity NPV at equity discount rate | k€ |  |  | 65716.3582
| FEP equity IRR | % |  |  | 12.12%
| FEP equity NPV at NPV / Equity discount rate (Inputs E253) | k€ |  |  | 65716.3582
| PV of FEP equity invested (negative annual FEP flows, at Inputs E253) | k€ |  |  | 91322.3297
| FEP NPV / Equity (NPV ÷ PV of equity invested) | x |  |  | 0.71961
| FEP NPV / Equity (NPV ÷ nominal equity invested) | x |  |  | 0.53895
| FEP net cash (sum of equity flows) | k€ |  |  | 680064.2231
| FEP net cash | mHUF |  |  | 248223.4414
| FEP peak cumulative equity exposure | k€ |  |  | 121934.8006
| FEP MOIC (cash back ÷ cash in) | x |  |  | 6.5773
| Payback year (cumulative equity turns positive) | Year |  |  | 2041
| Total capex incl. connection fee | k€ |  |  | 218911.8874
| Capex per MW | k€/MW |  |  | 2189.1189
| Lifetime net generation | GWh |  |  | 8906.9173
| Lifetime revenue | k€ |  |  | 1301893.8088
| Average achieved price | EUR/MWh |  |  | 146.1666
| Average EBITDA margin | % |  |  | 78.88%
| Minimum DSCR | x |  |  | 1.6664
| LCOE (PV of dev + capex + opex + decom ÷ PV of generation, at unlevered rate) | EUR/MWh |  |  | 100.954
| Debt at COD | k€ |  |  | 126831.6085
| Debt fully repaid by end of tenor | Status |  |  | OK
| Memo: cash paid out to A.RES at the deemed exit | k€ |  |  | 3300.1994
| Memo: cross-check – A.RES take per the FEP waterfall (Inputs E220 × gross RTB proceeds) | k€ |  |  | 3319.7625
12. Checks
| Model COD inside the tender window (earliest connection to COD deadline) | Status |  |  | OK – 9 months after target COD
| Horizon covers operating life | Status |  |  | OK
| Construction shares sum to 100% | Status |  |  | OK
| Capex phased equals capex sized | Status |  |  | OK
| Debt repaid at end of tenor | Status |  |  | OK
| Tax losses never negative | Status |  |  | OK
| Aurora curve complete for all operating years (only when source = 1) | Status |  |  | OK
| Development-phase costs tie to Stage 1 (devex + land + fees + cash securities + connection fee; guarantee fees ≥ MOIC to-sale fees) | Status |  |  | OK
| Equity CF = unlevered CF + debt flows incl. sweep and DSRA (arithmetic tie) | Status |  |  | OK
| Overall | Status |  |  | ALL OK
| Tender checks – overall (Tender E343: links, clipping, price effects, scores) – counted in G172 | Status |  |  | OK
13. HTM sensitivities – unlevered PRE-TAX project IRR and NPV (analytical: base cash flow ± linear deltas; tax not re-run). Columns H:AP are years as above.
| 13a. Achieved-price sensitivity (multiplier on every year's revenue; MEKH fee and HIPA move with revenue) | x
| Scenario | Price multiplier | Avg price €/MWh | Pre-tax IRR | NPV @ unlevered rate (k€)
| Price 70% | 70% | 102.3166 | 7.12% | -16113.8458 | -1876.5179 | -1329.6325 | -2227.0324 | -55673.7649 | -99239.0636 | -71544.6878 | 18350.8839 | 18747.8877 | 18083.3206 | 18305.8484 | 18616.2499 | 19785.3492 | 19731.3462 | 19894.1814 | 19880.5878 | 19846.0706 | 20378.1115 | 20745.8951 | 20836.3082 | 21630.0499 | 22006.0292 | 22268.7059 | 22042.0234 | 22400.8485 | 22335.9415 | 22332.2119 | 22113.1432 | 22729.6933 | 22897.8443 | 23078.8277 | 22995.92 | 23585.6978 | 24599.4871 | 25494.2764 | 25502.2015 | 15503.5724
| Price 80% | 80% | 116.9333 | 8.765% | 14640.5505 | -1876.5179 | -1329.6325 | -2227.0324 | -55673.7649 | -99239.0636 | -70667.1731 | 21822.1022 | 22293.8509 | 21552.8067 | 21826.0471 | 22200.1793 | 23556.1641 | 23514.7914 | 23721.7339 | 23727.5519 | 23709.9794 | 24340.4428 | 24783.73 | 24910.5805 | 25841.8174 | 26296.1959 | 26621.6875 | 26388.5239 | 26825.1504 | 26778.155 | 26801.7407 | 26579.9019 | 27313.7606 | 27535.8715 | 27773.3781 | 27710.0399 | 28416.258 | 29607.8495 | 30664.2431 | 30707.8913 | 19473.9781
| Price 90% | 90% | 131.5499 | 10.29% | 45394.9467 | -1876.5179 | -1329.6325 | -2227.0324 | -55673.7649 | -99239.0636 | -69789.6584 | 25293.3204 | 25839.8141 | 25022.2928 | 25346.2459 | 25784.1088 | 27326.9791 | 27298.2365 | 27549.2865 | 27574.5161 | 27573.8883 | 28302.7742 | 28821.5648 | 28984.8529 | 30053.5849 | 30586.3626 | 30974.6691 | 30735.0243 | 31249.4522 | 31220.3684 | 31271.2695 | 31046.6606 | 31897.828 | 32173.8988 | 32467.9286 | 32424.1599 | 33246.8183 | 34616.2119 | 35834.2099 | 35913.5812 | 23444.3838
| Price 100% | 100% | 146.1666 | 11.72% | 76149.343 | -1876.5179 | -1329.6325 | -2227.0324 | -55673.7649 | -99239.0636 | -68912.1437 | 28764.5387 | 29385.7773 | 28491.7789 | 28866.4447 | 29368.0382 | 31097.7941 | 31081.6817 | 31376.8391 | 31421.4802 | 31437.7971 | 32265.1056 | 32859.3997 | 33059.1253 | 34265.3524 | 34876.5293 | 35327.6507 | 35081.5248 | 35673.7541 | 35662.5819 | 35740.7984 | 35513.4193 | 36481.8954 | 36811.926 | 37162.479 | 37138.2798 | 38077.3785 | 39624.5744 | 41004.1767 | 41119.271 | 27414.7895
| Price 110% | 110% | 160.7833 | 13.08% | 106903.7393 | -1876.5179 | -1329.6325 | -2227.0324 | -55673.7649 | -99239.0636 | -68034.629 | 32235.757 | 32931.7405 | 31961.265 | 32386.6435 | 32951.9676 | 34868.609 | 34865.1269 | 35204.3917 | 35268.4444 | 35301.706 | 36227.437 | 36897.2346 | 37133.3976 | 38477.1199 | 39166.696 | 39680.6323 | 39428.0252 | 40098.0559 | 40104.7953 | 40210.3272 | 39980.178 | 41065.9628 | 41449.9532 | 41857.0295 | 41852.3998 | 42907.9388 | 44632.9368 | 46174.1435 | 46324.9609 | 31385.1952
| Price 120% | 120% | 175.3999 | 14.39% | 137658.1356 | -1876.5179 | -1329.6325 | -2227.0324 | -55673.7649 | -99239.0636 | -67157.1143 | 35706.9753 | 36477.7037 | 35430.7511 | 35906.8423 | 36535.8971 | 38639.424 | 38648.5721 | 39031.9443 | 39115.4086 | 39165.6148 | 40189.7684 | 40935.0694 | 41207.67 | 42688.8874 | 43456.8627 | 44033.6138 | 43774.5256 | 44522.3578 | 44547.0088 | 44679.856 | 44446.9368 | 45650.0302 | 46087.9804 | 46551.5799 | 46566.5197 | 47738.499 | 49641.2992 | 51344.1103 | 51530.6507 | 35355.6008
| Price 130% | 130% | 190.0166 | 15.66% | 168412.5318 | -1876.5179 | -1329.6325 | -2227.0324 | -55673.7649 | -99239.0636 | -66279.5996 | 39178.1935 | 40023.6669 | 38900.2372 | 39427.0411 | 40119.8265 | 42410.239 | 42432.0172 | 42859.4969 | 42962.3727 | 43029.5237 | 44152.0997 | 44972.9043 | 45281.9423 | 46900.6549 | 47747.0294 | 48386.5954 | 48121.0261 | 48946.6596 | 48989.2223 | 49149.3848 | 48913.6955 | 50234.0976 | 50726.0077 | 51246.1304 | 51280.6397 | 52569.0593 | 54649.6617 | 56514.077 | 56736.3406 | 39326.0065
| 13b. Construction-capex sensitivity (multiplier on total capex incl. connection fee and municipal contribution) | x
| Scenario | Capex multiplier | Capex k€/MW | Pre-tax IRR | NPV @ unlevered rate (k€)
| Capex 80% | 80% | 1751.2951 | 14.16% | 108036.6676 | -1876.5179 | -1329.6325 | -2227.0324 | -46679.1505 | -79565.8136 | -53797.6307 | 28764.5387 | 29385.7773 | 28491.7789 | 28866.4447 | 29368.0382 | 31097.7941 | 31081.6817 | 31376.8391 | 31421.4802 | 31437.7971 | 32265.1056 | 32859.3997 | 33059.1253 | 34265.3524 | 34876.5293 | 35327.6507 | 35081.5248 | 35673.7541 | 35662.5819 | 35740.7984 | 35513.4193 | 36481.8954 | 36811.926 | 37162.479 | 37138.2798 | 38077.3785 | 39624.5744 | 41004.1767 | 41119.271 | 27414.7895
| Capex 90% | 90% | 1970.207 | 12.84% | 92093.0053 | -1876.5179 | -1329.6325 | -2227.0324 | -51176.4577 | -89402.4386 | -61354.8872 | 28764.5387 | 29385.7773 | 28491.7789 | 28866.4447 | 29368.0382 | 31097.7941 | 31081.6817 | 31376.8391 | 31421.4802 | 31437.7971 | 32265.1056 | 32859.3997 | 33059.1253 | 34265.3524 | 34876.5293 | 35327.6507 | 35081.5248 | 35673.7541 | 35662.5819 | 35740.7984 | 35513.4193 | 36481.8954 | 36811.926 | 37162.479 | 37138.2798 | 38077.3785 | 39624.5744 | 41004.1767 | 41119.271 | 27414.7895
| Capex 100% | 100% | 2189.1189 | 11.72% | 76149.343 | -1876.5179 | -1329.6325 | -2227.0324 | -55673.7649 | -99239.0636 | -68912.1437 | 28764.5387 | 29385.7773 | 28491.7789 | 28866.4447 | 29368.0382 | 31097.7941 | 31081.6817 | 31376.8391 | 31421.4802 | 31437.7971 | 32265.1056 | 32859.3997 | 33059.1253 | 34265.3524 | 34876.5293 | 35327.6507 | 35081.5248 | 35673.7541 | 35662.5819 | 35740.7984 | 35513.4193 | 36481.8954 | 36811.926 | 37162.479 | 37138.2798 | 38077.3785 | 39624.5744 | 41004.1767 | 41119.271 | 27414.7895
| Capex 110% | 110% | 2408.0308 | 10.75% | 60205.6807 | -1876.5179 | -1329.6325 | -2227.0324 | -60171.0722 | -109075.6886 | -76469.4002 | 28764.5387 | 29385.7773 | 28491.7789 | 28866.4447 | 29368.0382 | 31097.7941 | 31081.6817 | 31376.8391 | 31421.4802 | 31437.7971 | 32265.1056 | 32859.3997 | 33059.1253 | 34265.3524 | 34876.5293 | 35327.6507 | 35081.5248 | 35673.7541 | 35662.5819 | 35740.7984 | 35513.4193 | 36481.8954 | 36811.926 | 37162.479 | 37138.2798 | 38077.3785 | 39624.5744 | 41004.1767 | 41119.271 | 27414.7895
| Capex 120% | 120% | 2626.9426 | 9.902% | 44262.0184 | -1876.5179 | -1329.6325 | -2227.0324 | -64668.3794 | -118912.3136 | -84026.6567 | 28764.5387 | 29385.7773 | 28491.7789 | 28866.4447 | 29368.0382 | 31097.7941 | 31081.6817 | 31376.8391 | 31421.4802 | 31437.7971 | 32265.1056 | 32859.3997 | 33059.1253 | 34265.3524 | 34876.5293 | 35327.6507 | 35081.5248 | 35673.7541 | 35662.5819 | 35740.7984 | 35513.4193 | 36481.8954 | 36811.926 | 37162.479 | 37138.2798 | 38077.3785 | 39624.5744 | 41004.1767 | 41119.271 | 27414.7895
13c. Break-even achieved price (unlevered pre-tax NPV = 0 at the unlevered discount rate)
| PV of revenue net of revenue-linked fees | k€ |  |  | 307543.9628
| Base-case pre-tax NPV | k€ |  |  | 76149.343
| Required price multiplier | x |  |  | 75.24%
| Break-even average achieved price | €/MWh |  |  | 109.9751
14. Buyer returns – buyer acquires 100% of the SPV at the sale date for the RTB price, then builds and operates (share deal: SPV tax base and losses carry over; no step-up)
| Purchase price at sale (RTB premium + reimbursement of securities and connection fee, MOIC G140) | k€ | 36837.6439 |  | -36837.6439 | 0 | 0 | 0 | -36837.6439 | 0 | 0 | 0 | 0 | 0 | 0 | 0 | 0 | 0 | 0 | 0 | 0 | 0 | 0 | 0 | 0 | 0 | 0 | 0 | 0 | 0 | 0 | 0 | 0 | 0 | 0 | 0 | 0 | 0 | 0 | 0 | 0
| Securities (cash-settled) and connection fee falling due after the sale | k€ |  |  | 0 | 0 | 0 | 0 | 0 | 0 | 0 | 0 | 0 | 0 | 0 | 0 | 0 | 0 | 0 | 0 | 0 | 0 | 0 | 0 | 0 | 0 | 0 | 0 | 0 | 0 | 0 | 0 | 0 | 0 | 0 | 0 | 0 | 0 | 0 | 0 | 0
| Cash securities returned at COD (excl. TSO connection-request bond – consumed against the connection fee, Deposits I18) | k€ |  |  | 0 | 0 | 0 | 0 | 0 | 0 | 0 | 0 | 0 | 0 | 0 | 0 | 0 | 0 | 0 | 0 | 0 | 0 | 0 | 0 | 0 | 0 | 0 | 0 | 0 | 0 | 0 | 0 | 0 | 0 | 0 | 0 | 0 | 0 | 0 | 0 | 0
| Construction capex excl. connection fee, plus municipal contribution | k€ |  |  | -198732.5 | 0 | 0 | 0 | -24793.6849 | -98366.25 | -75572.5651 | 0 | 0 | 0 | 0 | 0 | 0 | 0 | 0 | 0 | 0 | 0 | 0 | 0 | 0 | 0 | 0 | 0 | 0 | 0 | 0 | 0 | 0 | 0 | 0 | 0 | 0 | 0 | 0 | 0 | 0
| Debt drawdown | k€ |  |  | 120401.5381 | 0 | 0 | 0 | 15173.8925 | 60200.769 | 45026.8766 | 0 | 0 | 0 | 0 | 0 | 0 | 0 | 0 | 0 | 0 | 0 | 0 | 0 | 0 | 0 | 0 | 0 | 0 | 0 | 0 | 0 | 0 | 0 | 0 | 0 | 0 | 0 | 0 | 0 | 0
| Upfront fees and IDC paid by equity | k€ |  |  | -3169.3072 | 0 | 0 | 0 | -2362.946 | -672.7312 | -133.6299 | 0 | 0 | 0 | 0 | 0 | 0 | 0 | 0 | 0 | 0 | 0 | 0 | 0 | 0 | 0 | 0 | 0 | 0 | 0 | 0 | 0 | 0 | 0 | 0 | 0 | 0 | 0 | 0 | 0 | 0
| EBITDA (incl. pre-COD land lease) | k€ |  |  | 1026868.8515 | 0 | 0 | 0 | -98.2429 | -399.5122 | 7014.4248 | 28764.5387 | 29385.7773 | 28491.7789 | 28866.4447 | 29368.0382 | 31097.7941 | 31081.6817 | 31376.8391 | 31421.4802 | 31437.7971 | 32265.1056 | 32859.3997 | 33059.1253 | 34265.3524 | 34876.5293 | 35327.6507 | 35081.5248 | 35673.7541 | 35662.5819 | 35740.7984 | 35513.4193 | 36481.8954 | 36811.926 | 37162.479 | 37138.2798 | 38077.3785 | 39624.5744 | 41004.1767 | 41119.271 | 31314.7895
| Debt service incl. cash sweep and DSRA movements | k€ |  |  | -155476.7824 | 0 | 0 | 0 | 0 | 0 | -9798.0319 | -22338.2016 | -22342.3375 | -21897.7669 | -22029.5488 | -22216.8517 | -16425.2735 | -13320.7036 | -5108.0669 | 0 | 0 | 0 | 0 | 0 | 0 | 0 | 0 | 0 | 0 | 0 | 0 | 0 | 0 | 0 | 0 | 0 | 0 | 0 | 0 | 0 | 0
| Tax – levered (SPV level, incl. losses inherited from development) | k€ |  |  | -68885.2521 | 0 | 0 | 0 | 0 | 0 | -110.8446 | -513.4091 | -1126.3758 | -1121.5185 | -1232.6207 | -1359.6084 | -1602.0659 | -1665.6721 | -1760.5453 | -1808.3465 | -1809.815 | -1884.2727 | -1937.7592 | -1955.7345 | -2064.295 | -2119.3009 | -2159.9018 | -2137.7505 | -2191.0511 | -2190.0456 | -2451.9818 | -3196.2077 | -3283.3706 | -3313.0733 | -3344.6231 | -3342.4452 | -3426.9641 | -3566.2117 | -3690.3759 | -3700.7344 | -2818.3311
| Decommissioning and terminal value | k€ |  |  | -3900 | 0 | 0 | 0 | 0 | 0 | 0 | 0 | 0 | 0 | 0 | 0 | 0 | 0 | 0 | 0 | 0 | 0 | 0 | 0 | 0 | 0 | 0 | 0 | 0 | 0 | 0 | 0 | 0 | 0 | 0 | 0 | 0 | 0 | 0 | 0 | -3900
| Buyer levered equity cash flow | k€ |  |  | 680268.904 | 0 | 0 | 0 | -48918.6252 | -39237.7244 | -33573.7701 | 5912.928 | 5917.064 | 5472.4934 | 5604.2752 | 5791.5781 | 13070.4546 | 16095.306 | 24508.2269 | 29613.1338 | 29627.9821 | 30380.8329 | 30921.6405 | 31103.3907 | 32201.0574 | 32757.2284 | 33167.7489 | 32943.7743 | 33482.703 | 33472.5363 | 33288.8166 | 32317.2116 | 33198.5248 | 33498.8526 | 33817.8559 | 33795.8346 | 34650.4144 | 36058.3627 | 37313.8008 | 37418.5366 | 24596.4584
| Buyer unlevered post-tax cash flow | k€ |  |  | 715327.4481 | 0 | 0 | 0 | -61729.5717 | -98765.7622 | -68934.5418 | 27195.317 | 27760.6441 | 26947.1055 | 27288.0514 | 27744.5015 | 29318.5794 | 29303.9171 | 29572.5103 | 29613.1338 | 29627.9821 | 30380.8329 | 30921.6405 | 31103.3907 | 32201.0574 | 32757.2284 | 33167.7489 | 32943.7743 | 33482.703 | 33472.5363 | 33288.8166 | 32317.2116 | 33198.5248 | 33498.8526 | 33817.8559 | 33795.8346 | 34650.4144 | 36058.3627 | 37313.8008 | 37418.5366 | 24596.4584
| Buyer IRR – unlevered, post-tax | % |  |  | 11.1%
| Buyer equity IRR – levered, post-tax | % |  |  | 12.23%
| Buyer equity NPV at equity discount rate (Inputs E225), valued at the sale year | k€ |  |  | 83789.5716
| Buyer NPV / Equity (NPV ÷ PV of equity invested, both at Inputs E253, valued at the sale year) | x |  |  | 0.73478
| Buyer unlevered NPV at unlevered discount rate (Inputs E224), valued at the sale year | k€ |  |  | 77314.9701
| RTB premium in the model (Inputs E141) | k€/MW |  |  | 150
| Implied maximum RTB premium – buyer unlevered NPV = 0 at Inputs E224 (per MW of the premium basis, Inputs E150) | k€/MW |  |  | 923.1497
| Implied maximum RTB premium – buyer equity NPV = 0 at Inputs E225 (per MW of the premium basis, Inputs E150) | k€/MW |  |  | 987.8957
| Purchase price per MW (premium + reimbursed securities and connection fee) | k€/MW |  |  | 368.3764
14b. Buyer unlevered post-tax IRR by RTB premium (Inputs E142:E148) – columns H:AQ hold each scenario's cash flow
| Scenario | Premium k€/MW | Price k€ | Unlevered IRR | Unlev. NPV @ E224 (k€, sale yr)
| Premium scenario 1 | 50 | 26837.6439 | 11.65% | 87314.9701 | 0 | 0 | 0 | -51729.5717 | -98765.7622 | -68934.5418 | 27195.317 | 27760.6441 | 26947.1055 | 27288.0514 | 27744.5015 | 29318.5794 | 29303.9171 | 29572.5103 | 29613.1338 | 29627.9821 | 30380.8329 | 30921.6405 | 31103.3907 | 32201.0574 | 32757.2284 | 33167.7489 | 32943.7743 | 33482.703 | 33472.5363 | 33288.8166 | 32317.2116 | 33198.5248 | 33498.8526 | 33817.8559 | 33795.8346 | 34650.4144 | 36058.3627 | 37313.8008 | 37418.5366 | 24596.4584
| Premium scenario 2 | 75 | 29337.6439 | 11.5% | 84814.9701 | 0 | 0 | 0 | -54229.5717 | -98765.7622 | -68934.5418 | 27195.317 | 27760.6441 | 26947.1055 | 27288.0514 | 27744.5015 | 29318.5794 | 29303.9171 | 29572.5103 | 29613.1338 | 29627.9821 | 30380.8329 | 30921.6405 | 31103.3907 | 32201.0574 | 32757.2284 | 33167.7489 | 32943.7743 | 33482.703 | 33472.5363 | 33288.8166 | 32317.2116 | 33198.5248 | 33498.8526 | 33817.8559 | 33795.8346 | 34650.4144 | 36058.3627 | 37313.8008 | 37418.5366 | 24596.4584
| Premium scenario 3 | 100 | 31837.6439 | 11.37% | 82314.9701 | 0 | 0 | 0 | -56729.5717 | -98765.7622 | -68934.5418 | 27195.317 | 27760.6441 | 26947.1055 | 27288.0514 | 27744.5015 | 29318.5794 | 29303.9171 | 29572.5103 | 29613.1338 | 29627.9821 | 30380.8329 | 30921.6405 | 31103.3907 | 32201.0574 | 32757.2284 | 33167.7489 | 32943.7743 | 33482.703 | 33472.5363 | 33288.8166 | 32317.2116 | 33198.5248 | 33498.8526 | 33817.8559 | 33795.8346 | 34650.4144 | 36058.3627 | 37313.8008 | 37418.5366 | 24596.4584
| Premium scenario 4 | 125 | 34337.6439 | 11.23% | 79814.9701 | 0 | 0 | 0 | -59229.5717 | -98765.7622 | -68934.5418 | 27195.317 | 27760.6441 | 26947.1055 | 27288.0514 | 27744.5015 | 29318.5794 | 29303.9171 | 29572.5103 | 29613.1338 | 29627.9821 | 30380.8329 | 30921.6405 | 31103.3907 | 32201.0574 | 32757.2284 | 33167.7489 | 32943.7743 | 33482.703 | 33472.5363 | 33288.8166 | 32317.2116 | 33198.5248 | 33498.8526 | 33817.8559 | 33795.8346 | 34650.4144 | 36058.3627 | 37313.8008 | 37418.5366 | 24596.4584
| Premium scenario 5 | 150 | 36837.6439 | 11.1% | 77314.9701 | 0 | 0 | 0 | -61729.5717 | -98765.7622 | -68934.5418 | 27195.317 | 27760.6441 | 26947.1055 | 27288.0514 | 27744.5015 | 29318.5794 | 29303.9171 | 29572.5103 | 29613.1338 | 29627.9821 | 30380.8329 | 30921.6405 | 31103.3907 | 32201.0574 | 32757.2284 | 33167.7489 | 32943.7743 | 33482.703 | 33472.5363 | 33288.8166 | 32317.2116 | 33198.5248 | 33498.8526 | 33817.8559 | 33795.8346 | 34650.4144 | 36058.3627 | 37313.8008 | 37418.5366 | 24596.4584
| Premium scenario 6 | 175 | 39337.6439 | 10.97% | 74814.9701 | 0 | 0 | 0 | -64229.5717 | -98765.7622 | -68934.5418 | 27195.317 | 27760.6441 | 26947.1055 | 27288.0514 | 27744.5015 | 29318.5794 | 29303.9171 | 29572.5103 | 29613.1338 | 29627.9821 | 30380.8329 | 30921.6405 | 31103.3907 | 32201.0574 | 32757.2284 | 33167.7489 | 32943.7743 | 33482.703 | 33472.5363 | 33288.8166 | 32317.2116 | 33198.5248 | 33498.8526 | 33817.8559 | 33795.8346 | 34650.4144 | 36058.3627 | 37313.8008 | 37418.5366 | 24596.4584
| Premium scenario 7 | 200 | 41837.6439 | 10.84% | 72314.9701 | 0 | 0 | 0 | -66729.5717 | -98765.7622 | -68934.5418 | 27195.317 | 27760.6441 | 26947.1055 | 27288.0514 | 27744.5015 | 29318.5794 | 29303.9171 | 29572.5103 | 29613.1338 | 29627.9821 | 30380.8329 | 30921.6405 | 31103.3907 | 32201.0574 | 32757.2284 | 33167.7489 | 32943.7743 | 33482.703 | 33472.5363 | 33288.8166 | 32317.2116 | 33198.5248 | 33498.8526 | 33817.8559 | 33795.8346 | 34650.4144 | 36058.3627 | 37313.8008 | 37418.5366 | 24596.4584
14c. Buyer levered equity IRR by RTB premium (Inputs E142:E148) – columns H:AQ hold each scenario's cash flow
| Scenario | Premium k€/MW | Price k€ | Equity IRR | NPV / Equity @ E253
| Premium scenario 1 | 50 | 26837.6439 | 13.04% | 0.90153 | 0 | 0 | 0 | -38918.6252 | -39237.7244 | -33573.7701 | 5912.928 | 5917.064 | 5472.4934 | 5604.2752 | 5791.5781 | 13070.4546 | 16095.306 | 24508.2269 | 29613.1338 | 29627.9821 | 30380.8329 | 30921.6405 | 31103.3907 | 32201.0574 | 32757.2284 | 33167.7489 | 32943.7743 | 33482.703 | 33472.5363 | 33288.8166 | 32317.2116 | 33198.5248 | 33498.8526 | 33817.8559 | 33795.8346 | 34650.4144 | 36058.3627 | 37313.8008 | 37418.5366 | 24596.4584
| Premium scenario 2 | 75 | 29337.6439 | 12.82% | 0.85691 | 0 | 0 | 0 | -41418.6252 | -39237.7244 | -33573.7701 | 5912.928 | 5917.064 | 5472.4934 | 5604.2752 | 5791.5781 | 13070.4546 | 16095.306 | 24508.2269 | 29613.1338 | 29627.9821 | 30380.8329 | 30921.6405 | 31103.3907 | 32201.0574 | 32757.2284 | 33167.7489 | 32943.7743 | 33482.703 | 33472.5363 | 33288.8166 | 32317.2116 | 33198.5248 | 33498.8526 | 33817.8559 | 33795.8346 | 34650.4144 | 36058.3627 | 37313.8008 | 37418.5366 | 24596.4584
| Premium scenario 3 | 100 | 31837.6439 | 12.62% | 0.81433 | 0 | 0 | 0 | -43918.6252 | -39237.7244 | -33573.7701 | 5912.928 | 5917.064 | 5472.4934 | 5604.2752 | 5791.5781 | 13070.4546 | 16095.306 | 24508.2269 | 29613.1338 | 29627.9821 | 30380.8329 | 30921.6405 | 31103.3907 | 32201.0574 | 32757.2284 | 33167.7489 | 32943.7743 | 33482.703 | 33472.5363 | 33288.8166 | 32317.2116 | 33198.5248 | 33498.8526 | 33817.8559 | 33795.8346 | 34650.4144 | 36058.3627 | 37313.8008 | 37418.5366 | 24596.4584
| Premium scenario 4 | 125 | 34337.6439 | 12.42% | 0.77366 | 0 | 0 | 0 | -46418.6252 | -39237.7244 | -33573.7701 | 5912.928 | 5917.064 | 5472.4934 | 5604.2752 | 5791.5781 | 13070.4546 | 16095.306 | 24508.2269 | 29613.1338 | 29627.9821 | 30380.8329 | 30921.6405 | 31103.3907 | 32201.0574 | 32757.2284 | 33167.7489 | 32943.7743 | 33482.703 | 33472.5363 | 33288.8166 | 32317.2116 | 33198.5248 | 33498.8526 | 33817.8559 | 33795.8346 | 34650.4144 | 36058.3627 | 37313.8008 | 37418.5366 | 24596.4584
| Premium scenario 5 | 150 | 36837.6439 | 12.23% | 0.73478 | 0 | 0 | 0 | -48918.6252 | -39237.7244 | -33573.7701 | 5912.928 | 5917.064 | 5472.4934 | 5604.2752 | 5791.5781 | 13070.4546 | 16095.306 | 24508.2269 | 29613.1338 | 29627.9821 | 30380.8329 | 30921.6405 | 31103.3907 | 32201.0574 | 32757.2284 | 33167.7489 | 32943.7743 | 33482.703 | 33472.5363 | 33288.8166 | 32317.2116 | 33198.5248 | 33498.8526 | 33817.8559 | 33795.8346 | 34650.4144 | 36058.3627 | 37313.8008 | 37418.5366 | 24596.4584
| Premium scenario 6 | 175 | 39337.6439 | 12.04% | 0.69756 | 0 | 0 | 0 | -51418.6252 | -39237.7244 | -33573.7701 | 5912.928 | 5917.064 | 5472.4934 | 5604.2752 | 5791.5781 | 13070.4546 | 16095.306 | 24508.2269 | 29613.1338 | 29627.9821 | 30380.8329 | 30921.6405 | 31103.3907 | 32201.0574 | 32757.2284 | 33167.7489 | 32943.7743 | 33482.703 | 33472.5363 | 33288.8166 | 32317.2116 | 33198.5248 | 33498.8526 | 33817.8559 | 33795.8346 | 34650.4144 | 36058.3627 | 37313.8008 | 37418.5366 | 24596.4584
| Premium scenario 7 | 200 | 41837.6439 | 11.86% | 0.66191 | 0 | 0 | 0 | -53918.6252 | -39237.7244 | -33573.7701 | 5912.928 | 5917.064 | 5472.4934 | 5604.2752 | 5791.5781 | 13070.4546 | 16095.306 | 24508.2269 | 29613.1338 | 29627.9821 | 30380.8329 | 30921.6405 | 31103.3907 | 32201.0574 | 32757.2284 | 33167.7489 | 32943.7743 | 33482.703 | 33472.5363 | 33288.8166 | 32317.2116 | 33198.5248 | 33498.8526 | 33817.8559 | 33795.8346 | 34650.4144 | 36058.3627 | 37313.8008 | 37418.5366 | 24596.4584
15. Gearing sensitivity – FEP HTM equity returns vs senior-debt gearing (debt flows scale linearly with gearing; IDC, depreciation, tax and loss carry-forward recomputed per scenario; detail rows 255+)
| Scenario | Gearing | Debt at COD k€ | FEP equity IRR | FEP NPV / Equity | 0: Min DSCR; 0: FEP equity NPV k€; 0: DSCR vs Inputs E251
| Gearing scenario 1 | 0% | 0 | 11.03% | 0.35791 | 0: n/a; 0: 60554.6464; 0: n/a
| Gearing scenario 2 | 30% | 69180.8773 | 11.55% | 0.49993 | 0: 3.0314; 0: 63349.5192; 0: OK
| Gearing scenario 3 | 40% | 92241.1698 | 11.76% | 0.57109 | 0: 2.2804; 0: 64281.1435; 0: OK
| Gearing scenario 4 | 50% | 115301.4622 | 11.99% | 0.66272 | 0: 1.8299; 0: 65212.7678; 0: OK
| Gearing scenario 5 | 55% | 126831.6085 | 12.12% | 0.71919 | 0: 1.666; 0: 65678.58; 0: OK
| Gearing scenario 6 | 60% | 138361.7547 | 12.25% | 0.78513 | 0: 1.5295; 0: 66142.44; 0: OK
| Gearing scenario 7 | 70% | 161422.0471 | 12.54% | 0.9501 | 0: 1.3149; 0: 67068.5135; 0: BELOW
| Minimum gearing to reach the target FEP equity IRR (Inputs E252; interpolated between scenarios) | % | 1 |  | 0%
| Maximum gearing at the lender minimum DSCR (Inputs E251; interpolated between scenarios) | % | 6 |  | 61.37%
| Check: scenario at live gearing ties to base FEP equity IRR (G135) | Status |  |  | FAIL
| 15.1 Gearing scenario 1 – 0% (debt scale factor vs live case in E) | x | 0
| Taxable income before loss relief | k€ |  |  |  | -177.2432 | -856.3311 | -1753.7311 | -398.7834 | -399.5122 | 4278.0262 | 17818.9443 | 18440.1829 | 17546.1845 | 17920.8503 | 18422.4438 | 20152.1997 | 20136.0873 | 20431.2447 | 20475.8859 | 20492.2027 | 21319.5112 | 21913.8053 | 22113.5309 | 23319.758 | 23930.9349 | 24382.0563 | 24135.9304 | 24728.1597 | 24716.9875 | 27531.6026 | 35513.4193 | 36481.8954 | 36811.926 | 37162.479 | 37138.2798 | 38077.3785 | 39624.5744 | 41004.1767 | 41119.271 | 31314.7895
| Tax losses – closing | k€ |  |  | 0 | 177.2432 | 1033.5743 | 2787.3054 | 3186.0888 | 3585.601 | 1446.5879 | 0 | 0 | 0 | 0 | 0 | 0 | 0 | 0 | 0 | 0 | 0 | 0 | 0 | 0 | 0 | 0 | 0 | 0 | 0 | 0 | 0 | 0 | 0 | 0 | 0 | 0 | 0 | 0 | 0 | 0
| Tax (CIT + Robin Hood) | k€ |  |  |  | 0 | 0 | 0 | 0 | 0 | -192.5112 | -1473.5121 | -1659.6165 | -1579.1566 | -1612.8765 | -1658.0199 | -1813.698 | -1812.2479 | -1838.812 | -1842.8297 | -1844.2982 | -1918.756 | -1972.2425 | -1990.2178 | -2098.7782 | -2153.7841 | -2194.3851 | -2172.2337 | -2225.5344 | -2224.5289 | -2477.8442 | -3196.2077 | -3283.3706 | -3313.0733 | -3344.6231 | -3342.4452 | -3426.9641 | -3566.2117 | -3690.3759 | -3700.7344 | -2818.3311
| FEP equity cash flow | k€ |  |  |  | -1876.5179 | -1329.6325 | -2227.0324 | -55673.7649 | -99239.0636 | -69104.6549 | 27291.0266 | 27726.1608 | 26912.6223 | 27253.5682 | 27710.0182 | 29284.0961 | 29269.4339 | 29538.0271 | 29578.6505 | 29593.4989 | 30346.3496 | 30887.1572 | 31068.9075 | 32166.5742 | 32722.7452 | 33133.2656 | 32909.291 | 33448.2197 | 33438.053 | 33262.9541 | 32317.2116 | 33198.5248 | 33498.8526 | 33817.8559 | 33795.8346 | 34650.4144 | 36058.3627 | 37313.8008 | 37418.5366 | 24596.4584
| DSCR | x
| 15.2 Gearing scenario 2 – 30% (debt scale factor vs live case in E) | x | 0.54545
| Taxable income before loss relief | k€ |  |  |  | -177.2432 | -856.3311 | -1753.7311 | -1687.6631 | -766.4565 | 3296.5348 | 14184.5349 | 15242.045 | 14806.2444 | 15649.8934 | 16647.5131 | 18903.2049 | 19281.3731 | 19990.5251 | 20300.5203 | 20316.8372 | 21144.1457 | 21738.4398 | 21938.1653 | 23144.3925 | 23755.5694 | 24206.6908 | 23960.5648 | 24552.7941 | 24541.622 | 27400.0784 | 35513.4193 | 36481.8954 | 36811.926 | 37162.479 | 37138.2798 | 38077.3785 | 39624.5744 | 41004.1767 | 41119.271 | 31314.7895
| Tax losses – closing | k€ |  |  | 0 | 177.2432 | 1033.5743 | 2787.3054 | 4474.9685 | 5241.425 | 3593.1575 | 0 | 0 | 0 | 0 | 0 | 0 | 0 | 0 | 0 | 0 | 0 | 0 | 0 | 0 | 0 | 0 | 0 | 0 | 0 | 0 | 0 | 0 | 0 | 0 | 0 | 0 | 0 | 0 | 0 | 0
| Tax (CIT + Robin Hood) | k€ |  |  |  | 0 | 0 | 0 | 0 | 0 | -148.3441 | -953.224 | -1371.784 | -1332.562 | -1408.4904 | -1498.2762 | -1701.2884 | -1735.3236 | -1799.1473 | -1827.0468 | -1828.5153 | -1902.9731 | -1956.4596 | -1974.4349 | -2082.9953 | -2138.0012 | -2178.6022 | -2156.4508 | -2209.7515 | -2208.746 | -2466.0071 | -3196.2077 | -3283.3706 | -3313.0733 | -3344.6231 | -3342.4452 | -3426.9641 | -3566.2117 | -3690.3759 | -3700.7344 | -2818.3311
| FEP equity cash flow | k€ |  |  |  | -1876.5179 | -1329.6325 | -2227.0324 | -48685.976 | -66769.2248 | -49917.6434 | 15626.8412 | 15827.2637 | 15214.9804 | 15441.8368 | 15751.4793 | 20437.2655 | 22080.5198 | 26791.4736 | 29594.4334 | 29609.2818 | 30362.1325 | 30902.9401 | 31084.6904 | 32182.3571 | 32738.5281 | 33149.0485 | 32925.0739 | 33464.0026 | 33453.8359 | 33274.7913 | 32317.2116 | 33198.5248 | 33498.8526 | 33817.8559 | 33795.8346 | 34650.4144 | 36058.3627 | 37313.8008 | 37418.5366 | 24596.4584
| DSCR | x |  |  |  | 1: 3.1042; 2: 3.1268; 3: 3.0314; 4: 3.0648; 5: 3.1107; 6: 3.2811; 7: 3.2755; 8: 5.3079
| 15.3 Gearing scenario 3 – 40% (debt scale factor vs live case in E) | x | 0.72727
| Taxable income before loss relief | k€ |  |  |  | -177.2432 | -856.3311 | -1753.7311 | -2117.2896 | -888.7713 | 2969.3711 | 12973.0651 | 14175.999 | 13892.9311 | 14892.9077 | 16055.8696 | 18486.8733 | 18996.4683 | 19843.6185 | 20242.0651 | 20258.382 | 21085.6905 | 21679.9846 | 21879.7101 | 23085.9373 | 23697.1142 | 24148.2356 | 23902.1096 | 24494.339 | 24483.1668 | 27356.237 | 35513.4193 | 36481.8954 | 36811.926 | 37162.479 | 37138.2798 | 38077.3785 | 39624.5744 | 41004.1767 | 41119.271 | 31314.7895
| Tax losses – closing | k€ |  |  | 0 | 177.2432 | 1033.5743 | 2787.3054 | 4904.595 | 5793.3663 | 4308.6808 | 0 | 0 | 0 | 0 | 0 | 0 | 0 | 0 | 0 | 0 | 0 | 0 | 0 | 0 | 0 | 0 | 0 | 0 | 0 | 0 | 0 | 0 | 0 | 0 | 0 | 0 | 0 | 0 | 0 | 0
| Tax (CIT + Robin Hood) | k€ |  |  |  | 0 | 0 | 0 | 0 | 0 | -133.6217 | -779.7946 | -1275.8399 | -1250.3638 | -1340.3617 | -1445.0283 | -1663.8186 | -1709.6822 | -1785.9257 | -1821.7859 | -1823.2544 | -1897.7121 | -1951.1986 | -1969.1739 | -2077.7344 | -2132.7403 | -2173.3412 | -2151.1899 | -2204.4905 | -2203.485 | -2462.0613 | -3196.2077 | -3283.3706 | -3313.0733 | -3344.6231 | -3342.4452 | -3426.9641 | -3566.2117 | -3690.3759 | -3700.7344 | -2818.3311
| FEP equity cash flow | k€ |  |  |  | -1876.5179 | -1329.6325 | -2227.0324 | -46356.713 | -55945.9452 | -43521.9729 | 11738.7793 | 11860.9646 | 11315.7664 | 11504.593 | 11765.2996 | 17488.322 | 19684.2151 | 25875.9557 | 29599.6944 | 29614.5427 | 30367.3935 | 30908.2011 | 31089.9513 | 32187.618 | 32743.789 | 33154.3095 | 32930.3349 | 33469.2636 | 33459.0969 | 33278.737 | 32317.2116 | 33198.5248 | 33498.8526 | 33817.8559 | 33795.8346 | 34650.4144 | 36058.3627 | 37313.8008 | 37418.5366 | 24596.4584
| DSCR | x |  |  |  | 1: 2.3427; 2: 2.3532; 3: 2.2804; 4: 2.3043; 5: 2.3375; 6: 2.464; 7: 2.4588; 8: 3.9827
| 15.4 Gearing scenario 4 – 50% (debt scale factor vs live case in E) | x | 0.90909
| Taxable income before loss relief | k€ |  |  |  | -177.2432 | -856.3311 | -1753.7311 | -2546.9162 | -1011.086 | 2642.2073 | 11761.5953 | 13109.953 | 12979.6177 | 14135.9221 | 15464.226 | 18070.5417 | 18711.5636 | 19696.7119 | 20183.6099 | 20199.9268 | 21027.2353 | 21621.5294 | 21821.255 | 23027.4821 | 23638.659 | 24089.7804 | 23843.6545 | 24435.8838 | 24424.7116 | 27312.3956 | 35513.4193 | 36481.8954 | 36811.926 | 37162.479 | 37138.2798 | 38077.3785 | 39624.5744 | 41004.1767 | 41119.271 | 31314.7895
| Tax losses – closing | k€ |  |  | 0 | 177.2432 | 1033.5743 | 2787.3054 | 5334.2216 | 6345.3076 | 5024.204 | 0 | 0 | 0 | 0 | 0 | 0 | 0 | 0 | 0 | 0 | 0 | 0 | 0 | 0 | 0 | 0 | 0 | 0 | 0 | 0 | 0 | 0 | 0 | 0 | 0 | 0 | 0 | 0 | 0 | 0
| Tax (CIT + Robin Hood) | k€ |  |  |  | 0 | 0 | 0 | 0 | 0 | -118.8993 | -606.3652 | -1179.8958 | -1168.1656 | -1272.233 | -1391.7803 | -1626.3488 | -1684.0407 | -1772.7041 | -1816.5249 | -1817.9934 | -1892.4512 | -1945.9376 | -1963.9129 | -2072.4734 | -2127.4793 | -2168.0802 | -2145.9289 | -2199.2295 | -2198.224 | -2458.1156 | -3196.2077 | -3283.3706 | -3313.0733 | -3344.6231 | -3342.4452 | -3426.9641 | -3566.2117 | -3690.3759 | -3700.7344 | -2818.3311
| FEP equity cash flow | k€ |  |  |  | -1876.5179 | -1329.6325 | -2227.0324 | -44027.45 | -45122.6656 | -37126.3023 | 7850.7175 | 7894.6656 | 7416.5524 | 7567.3492 | 7779.12 | 14539.3785 | 17287.9104 | 24960.4379 | 29604.9553 | 29619.8037 | 30372.6544 | 30913.462 | 31095.2123 | 32192.879 | 32749.05 | 33159.5705 | 32935.5959 | 33474.5245 | 33464.3578 | 33282.6827 | 32317.2116 | 33198.5248 | 33498.8526 | 33817.8559 | 33795.8346 | 34650.4144 | 36058.3627 | 37313.8008 | 37418.5366 | 24596.4584
| DSCR | x |  |  |  | 1: 1.8858; 2: 1.8889; 3: 1.8299; 4: 1.848; 5: 1.8736; 6: 1.9737; 7: 1.9688; 8: 3.1876
| 15.5 Gearing scenario 5 – 55% (debt scale factor vs live case in E) | x | 1
| Taxable income before loss relief | k€ |  |  |  | -177.2432 | -856.3311 | -1753.7311 | -2761.7295 | -1072.2434 | 2478.6254 | 11155.8604 | 12576.93 | 12522.961 | 13757.4292 | 15168.4043 | 17862.3759 | 18569.1112 | 19623.2587 | 20154.3824 | 20170.6992 | 20998.0077 | 21592.3018 | 21792.0274 | 22998.2545 | 23609.4314 | 24060.5528 | 23814.4269 | 24406.6562 | 24395.484 | 27290.4749 | 35513.4193 | 36481.8954 | 36811.926 | 37162.479 | 37138.2798 | 38077.3785 | 39624.5744 | 41004.1767 | 41119.271 | 31314.7895
| Tax losses – closing | k€ |  |  | 0 | 177.2432 | 1033.5743 | 2787.3054 | 5549.0349 | 6621.2783 | 5381.9656 | 0 | 0 | 0 | 0 | 0 | 0 | 0 | 0 | 0 | 0 | 0 | 0 | 0 | 0 | 0 | 0 | 0 | 0 | 0 | 0 | 0 | 0 | 0 | 0 | 0 | 0 | 0 | 0 | 0 | 0
| Tax (CIT + Robin Hood) | k€ |  |  |  | 0 | 0 | 0 | 0 | 0 | -111.5381 | -519.6505 | -1131.9237 | -1127.0665 | -1238.1686 | -1365.1564 | -1607.6138 | -1671.22 | -1766.0933 | -1813.8944 | -1815.3629 | -1889.8207 | -1943.3072 | -1961.2825 | -2069.8429 | -2124.8488 | -2165.4498 | -2143.2984 | -2196.5991 | -2195.5936 | -2456.1427 | -3196.2077 | -3283.3706 | -3313.0733 | -3344.6231 | -3342.4452 | -3426.9641 | -3566.2117 | -3690.3759 | -3700.7344 | -2818.3311
| FEP equity cash flow | k€ |  |  |  | -1876.5179 | -1329.6325 | -2227.0324 | -42862.8185 | -39711.0258 | -33928.4671 | 5906.6866 | 5911.516 | 5466.9454 | 5598.7273 | 5786.0302 | 13064.9067 | 16089.7581 | 24502.679 | 29607.5858 | 29622.4342 | 30375.2849 | 30916.0925 | 31097.8428 | 32195.5095 | 32751.6805 | 33162.2009 | 32938.2263 | 33477.155 | 33466.9883 | 33284.6556 | 32317.2116 | 33198.5248 | 33498.8526 | 33817.8559 | 33795.8346 | 34650.4144 | 36058.3627 | 37313.8008 | 37418.5366 | 24596.4584
| DSCR | x |  |  |  | 1: 1.7196; 2: 1.7201; 3: 1.666; 4: 1.6821; 5: 1.7049; 6: 1.7954; 7: 1.7906; 8: 2.8984
| 15.6 Gearing scenario 6 – 60% (debt scale factor vs live case in E) | x | 1.0909
| Taxable income before loss relief | k€ |  |  |  | -177.2432 | -856.3311 | -1753.7311 | -2976.5428 | -1133.4008 | 2315.0435 | 10550.1255 | 12043.907 | 12066.3044 | 13378.9364 | 14872.5825 | 17654.2101 | 18426.6588 | 19549.8054 | 20125.1548 | 20141.4716 | 20968.7801 | 21563.0742 | 21762.7998 | 22969.0269 | 23580.2038 | 24031.3252 | 23785.1993 | 24377.4286 | 24366.2564 | 27268.5542 | 35513.4193 | 36481.8954 | 36811.926 | 37162.479 | 37138.2798 | 38077.3785 | 39624.5744 | 41004.1767 | 41119.271 | 31314.7895
| Tax losses – closing | k€ |  |  | 0 | 177.2432 | 1033.5743 | 2787.3054 | 5763.8481 | 6897.2489 | 5739.7272 | 464.6645 | 0 | 0 | 0 | 0 | 0 | 0 | 0 | 0 | 0 | 0 | 0 | 0 | 0 | 0 | 0 | 0 | 0 | 0 | 0 | 0 | 0 | 0 | 0 | 0 | 0 | 0 | 0 | 0 | 0
| Tax (CIT + Robin Hood) | k€ |  |  |  | 0 | 0 | 0 | 0 | 0 | -104.177 | -474.7556 | -1042.1318 | -1085.9674 | -1204.1043 | -1338.5324 | -1588.8789 | -1658.3993 | -1759.4825 | -1811.2639 | -1812.7324 | -1887.1902 | -1940.6767 | -1958.652 | -2067.2124 | -2122.2183 | -2162.8193 | -2140.6679 | -2193.9686 | -2192.9631 | -2454.1699 | -3196.2077 | -3283.3706 | -3313.0733 | -3344.6231 | -3342.4452 | -3426.9641 | -3566.2117 | -3690.3759 | -3700.7344 | -2818.3311
| FEP equity cash flow | k€ |  |  |  | -1876.5179 | -1329.6325 | -2227.0324 | -41698.187 | -34299.386 | -30730.6318 | 3920.8359 | 3970.1863 | 3517.3385 | 3630.1054 | 3792.9403 | 11590.4349 | 14891.6057 | 24044.92 | 29610.2163 | 29625.0647 | 30377.9154 | 30918.723 | 31100.4733 | 32198.14 | 32754.311 | 33164.8314 | 32940.8568 | 33479.7855 | 33469.6188 | 33286.6285 | 32317.2116 | 33198.5248 | 33498.8526 | 33817.8559 | 33795.8346 | 34650.4144 | 36058.3627 | 37313.8008 | 37418.5366 | 24596.4584
| DSCR | x |  |  |  | 1: 1.5788; 2: 1.5818; 3: 1.5295; 4: 1.5438; 5: 1.5643; 6: 1.6468; 7: 1.6421; 8: 2.6575
| 15.7 Gearing scenario 7 – 70% (debt scale factor vs live case in E) | x | 1.2727
| Taxable income before loss relief | k€ |  |  |  | -177.2432 | -856.3311 | -1753.7311 | -3406.1693 | -1255.7156 | 1987.8797 | 9338.6557 | 10977.861 | 11152.991 | 12621.9507 | 14280.9389 | 17237.8785 | 18141.7541 | 19402.8988 | 20066.6996 | 20083.0165 | 20910.3249 | 21504.619 | 21704.3446 | 22910.5717 | 23521.7486 | 23972.87 | 23726.7441 | 24318.9734 | 24307.8012 | 27224.7129 | 35513.4193 | 36481.8954 | 36811.926 | 37162.479 | 37138.2798 | 38077.3785 | 39624.5744 | 41004.1767 | 41119.271 | 31314.7895
| Tax losses – closing | k€ |  |  | 0 | 177.2432 | 1033.5743 | 2787.3054 | 6193.4747 | 7449.1903 | 6455.2504 | 1785.9226 | 0 | 0 | 0 | 0 | 0 | 0 | 0 | 0 | 0 | 0 | 0 | 0 | 0 | 0 | 0 | 0 | 0 | 0 | 0 | 0 | 0 | 0 | 0 | 0 | 0 | 0 | 0 | 0 | 0
| Tax (CIT + Robin Hood) | k€ |  |  |  | 0 | 0 | 0 | 0 | 0 | -89.4546 | -420.2395 | -827.2745 | -1003.7692 | -1135.9756 | -1285.2845 | -1551.4091 | -1632.7579 | -1746.2609 | -1806.003 | -1807.4715 | -1881.9292 | -1935.4157 | -1953.391 | -2061.9515 | -2116.9574 | -2157.5583 | -2135.407 | -2188.7076 | -2187.7021 | -2450.2242 | -3196.2077 | -3283.3706 | -3313.0733 | -3344.6231 | -3342.4452 | -3426.9641 | -3566.2117 | -3690.3759 | -3700.7344 | -2818.3311
| FEP equity cash flow | k€ |  |  |  | -1876.5179 | -1329.6325 | -2227.0324 | -39368.924 | -23476.1063 | -24334.9613 | -86.1392 | 122.8005 | -381.8755 | -307.1384 | -193.2393 | 8641.4914 | 12495.301 | 23129.4022 | 29615.4773 | 29630.3256 | 30383.1764 | 30923.984 | 31105.7342 | 32203.4009 | 32759.5719 | 33170.0924 | 32946.1178 | 33485.0465 | 33474.8798 | 33290.5742 | 32317.2116 | 33198.5248 | 33498.8526 | 33817.8559 | 33795.8346 | 34650.4144 | 36058.3627 | 37313.8008 | 37418.5366 | 24596.4584
| DSCR | x |  |  |  | 1: 1.3559; 2: 1.3661; 3: 1.3149; 4: 1.3265; 5: 1.3434; 6: 1.4134; 7: 1.4087; 8: 2.2789
16. Lender downside case – Aurora Low price (Inputs E264) and P90 generation (Inputs E263); debt sized and scheduled on the base case
| Price factor (Aurora Low ÷ Central wind capture; 1 if switch off) | x |  |  |  | 1 | 1 | 1 | 1 | 1 | 0.693 | 0.68808 | 0.68129 | 0.66989 | 0.66465 | 0.66753 | 0.67102 | 0.67318 | 0.67127 | 0.66718 | 0.66481 | 0.66157 | 0.65594 | 0.65042 | 0.64694 | 0.63622 | 0.63149 | 0.63171 | 0.62431 | 0.61704 | 0.61733 | 0.61792 | 0.61696 | 0.62413 | 0.62357 | 0.62663 | 0.62661 | 0.63085 | 0.62265 | 0.62232 | 0.62232
| Generation factor (P90 / P50) | x |  |  |  | 0.9 | 0.9 | 0.9 | 0.9 | 0.9 | 0.9 | 0.9 | 0.9 | 0.9 | 0.9 | 0.9 | 0.9 | 0.9 | 0.9 | 0.9 | 0.9 | 0.9 | 0.9 | 0.9 | 0.9 | 0.9 | 0.9 | 0.9 | 0.9 | 0.9 | 0.9 | 0.9 | 0.9 | 0.9 | 0.9 | 0.9 | 0.9 | 0.9 | 0.9 | 0.9 | 0.9
| Revenue – downside | k€ |  |  | 752563.3374 | 0 | 0 | 0 | 0 | 0 | 5590.4894 | 21957.2947 | 22208.7463 | 21366.123 | 21509.1341 | 21993.3817 | 23261.1449 | 23414.3153 | 23620.0339 | 23595.2162 | 23614.9345 | 24098.3173 | 24348.5852 | 24361.4257 | 25049.022 | 25092.4879 | 25270.3314 | 25241.6806 | 25392.2987 | 25198.4416 | 25365.3044 | 25373.7402 | 25999.5363 | 26611.4459 | 26911.4267 | 27156.4198 | 27826.0344 | 29045.8587 | 29593.3421 | 29781.9683 | 22714.8561
| Revenue ratio downside ÷ base | x |  |  |  | 1 | 1 | 1 | 1 | 1 | 0.6237 | 0.61927 | 0.61316 | 0.6029 | 0.59819 | 0.60078 | 0.60392 | 0.60587 | 0.60415 | 0.60047 | 0.59833 | 0.59541 | 0.59035 | 0.58538 | 0.58225 | 0.5726 | 0.56834 | 0.56854 | 0.56188 | 0.55534 | 0.5556 | 0.55613 | 0.55526 | 0.56172 | 0.56121 | 0.56397 | 0.56394 | 0.56777 | 0.56039 | 0.56009 | 0.56009
| Operating costs – downside (volume- and revenue-linked lines rescaled, contingency included) | k€ |  |  | -254747.0843 | 0 | 0 | 0 | -98.2429 | -399.5122 | -1821.8047 | -6179.4101 | -6307.4066 | -6415.386 | -6547.1993 | -6689.3566 | -6851.2444 | -6992.9861 | -7139.2303 | -7284.1003 | -7433.4707 | -7596.2506 | -7757.8611 | -7918.3022 | -8096.8681 | -8265.8913 | -8441.8567 | -8617.6889 | -8801.6103 | -8982.7008 | -9175.9121 | -9370.4258 | -9582.6848 | -9799.5167 | -10014.7658 | -10233.9615 | -10467.3237 | -10717.6228 | -10959.2542 | -11198.9498 | -8588.287
| EBITDA – downside | k€ |  |  | 497816.2531 | 0 | 0 | 0 | -98.2429 | -399.5122 | 3768.6847 | 15777.8846 | 15901.3397 | 14950.737 | 14961.9348 | 15304.0252 | 16409.9005 | 16421.3292 | 16480.8036 | 16311.116 | 16181.4637 | 16502.0667 | 16590.7241 | 16443.1235 | 16952.1539 | 16826.5966 | 16828.4747 | 16623.9917 | 16590.6884 | 16215.7408 | 16189.3924 | 16003.3144 | 16416.8515 | 16811.9292 | 16896.6609 | 16922.4583 | 17358.7107 | 18328.2359 | 18634.0879 | 18583.0185 | 14126.5691
| Taxable income before loss relief – downside | k€ |  |  | 236339.0915 | -177.2432 | -856.3311 | -1753.7311 | -2761.7295 | -1072.2434 | -782.5257 | -1892.4376 | -969.1514 | -1079.7247 | -208.7245 | 1042.7474 | 3112.8385 | 3847.1148 | 4665.5793 | 4982.3742 | 4852.722 | 5173.325 | 5261.9823 | 5114.3818 | 5623.4122 | 5497.8549 | 5499.733 | 5295.2499 | 5261.9467 | 4886.999 | 7692.8361 | 16003.3144 | 16416.8515 | 16811.9292 | 16896.6609 | 16922.4583 | 17358.7107 | 18328.2359 | 18634.0879 | 18583.0185 | 14126.5691
| Tax losses – closing – downside | k€ |  |  |  | 177.2432 | 1033.5743 | 2787.3054 | 5549.0349 | 6621.2783 | 7403.804 | 9296.2416 | 10265.393 | 11345.1176 | 11553.8421 | 11032.4684 | 9476.0492 | 7552.4918 | 5219.7021 | 2728.515 | 302.154 | 0 | 0 | 0 | 0 | 0 | 0 | 0 | 0 | 0 | 0 | 0 | 0 | 0 | 0 | 0 | 0 | 0 | 0 | 0 | 0
| Tax – downside (CIT + Robin Hood) | k€ |  |  | -21270.5182 | 0 | 0 | 0 | 0 | 0 | 0 | 0 | 0 | 0 | 0 | -46.9236 | -140.0777 | -173.1202 | -209.9511 | -224.2068 | -218.3725 | -438.4054 | -473.5784 | -460.2944 | -506.1071 | -494.8069 | -494.976 | -476.5725 | -473.5752 | -439.8299 | -692.3552 | -1440.2983 | -1477.5166 | -1513.0736 | -1520.6995 | -1523.0212 | -1562.284 | -1649.5412 | -1677.0679 | -1672.4717 | -1271.3912
| CFADS – downside | k€ |  |  | 476545.7348 | 0 | 0 | 0 | -98.2429 | -399.5122 | 3768.6847 | 15777.8846 | 15901.3397 | 14950.737 | 14961.9348 | 15257.1016 | 16269.8228 | 16248.209 | 16270.8525 | 16086.9091 | 15963.0912 | 16063.6613 | 16117.1457 | 15982.8291 | 16446.0468 | 16331.7897 | 16333.4987 | 16147.4192 | 16117.1132 | 15775.9108 | 15497.0371 | 14563.0161 | 14939.3349 | 15298.8556 | 15375.9614 | 15399.437 | 15796.4267 | 16678.6947 | 16957.02 | 16910.5468 | 12855.1779
| DSCR – downside (on base scheduled debt service) | x |  |  | 0.91023 | 1: 0.96059; 2: 0.9681; 3: 0.91023; 4: 0.91091; 5: 0.92888; 6: 0.99054; 7: 0.98922; 8: 1.5927
| Cash sweep – downside (approx.: base debt balance) | k€ |  |  | 0 | 0 | 0 | 0 | 0 | 0 | 0 | 0 | 0 | 0 | 0 | 0 | 0 | 0 | 0 | 0 | 0 | 0 | 0 | 0 | 0 | 0 | 0 | 0 | 0 | 0 | 0 | 0 | 0 | 0 | 0 | 0 | 0 | 0 | 0 | 0 | 0
| FEP equity cash flow – downside (approx.) | k€ |  |  | 227324.6973 | -1876.5179 | -1329.6325 | -2227.0324 | -42862.8185 | -39711.0258 | -37062.6691 | -647.389 | -523.9338 | -1474.5365 | -1463.3387 | -1168.172 | -155.4508 | 2927.5054 | 11162.7857 | 16086.9091 | 15963.0912 | 16063.6613 | 16117.1457 | 15982.8291 | 16446.0468 | 16331.7897 | 16333.4987 | 16147.4192 | 16117.1132 | 15775.9108 | 15497.0371 | 14563.0161 | 14939.3349 | 15298.8556 | 15375.9614 | 15399.437 | 15796.4267 | 16678.6947 | 16957.02 | 16910.5468 | 8955.1779
| Downside – minimum DSCR | x |  |  | 0.91023
| Downside – DSCR test vs lender minimum (Inputs E274) | Status |  |  | BELOW – debt would be sized down
| Downside – FEP equity IRR (approx.) | % |  |  | 5.535%
| Downside – FEP NPV / Equity at Inputs E253 (approx.) | x |  |  | -0.32826
| Downside – average achieved price | €/MWh |  |  | 84.492
| Base case – minimum DSCR (for reference) | x |  |  | 1.6664
17. Sale at COD (no RTB exit) – live when Inputs E230 > 0 (cases 7 / 8)
| Pre-sale flag (years up to and including the COD year) | Flag |  |  |  | 1 | 1 | 1 | 1 | 1 | 1 | 0 | 0 | 0 | 0 | 0 | 0 | 0 | 0 | 0 | 0 | 0 | 0 | 0 | 0 | 0 | 0 | 0 | 0 | 0 | 0 | 0 | 0 | 0 | 0 | 0 | 0 | 0 | 0 | 0 | 0
| COD / sale-year flag | Flag |  |  |  | 0 | 0 | 0 | 0 | 0 | 0 | 0 | 0 | 0 | 0 | 0 | 0 | 0 | 0 | 0 | 0 | 0 | 0 | 0 | 0 | 0 | 0 | 0 | 0 | 0 | 0 | 0 | 0 | 0 | 0 | 0 | 0 | 0 | 0 | 0 | 0
| Development phase (row 24 – devex, fees, securities, guarantees; cash securities returned at COD) | k€ |  |  | -16862.9374 | -1876.5179 | -1329.6325 | -2227.0324 | -10602.4497 | -473.3014 | -354.0035 | 0 | 0 | 0 | 0 | 0 | 0 | 0 | 0 | 0 | 0 | 0 | 0 | 0 | 0 | 0 | 0 | 0 | 0 | 0 | 0 | 0 | 0 | 0 | 0 | 0 | 0 | 0 | 0 | 0 | 0
| Construction capex incl. grid fee and municipal contribution (row 30) | k€ |  |  | -218911.8874 | 0 | 0 | 0 | -44973.0723 | -98366.25 | -75572.5651 | 0 | 0 | 0 | 0 | 0 | 0 | 0 | 0 | 0 | 0 | 0 | 0 | 0 | 0 | 0 | 0 | 0 | 0 | 0 | 0 | 0 | 0 | 0 | 0 | 0 | 0 | 0 | 0 | 0 | 0
| Senior debt drawdown (row 77) | k€ |  |  | 120401.5381 | 0 | 0 | 0 | 15173.8925 | 60200.769 | 45026.8766 | 0 | 0 | 0 | 0 | 0 | 0 | 0 | 0 | 0 | 0 | 0 | 0 | 0 | 0 | 0 | 0 | 0 | 0 | 0 | 0 | 0 | 0 | 0 | 0 | 0 | 0 | 0 | 0 | 0 | 0
| Upfront / commitment fees and IDC paid by equity (row 117) | k€ |  |  | -3169.3072 | 0 | 0 | 0 | -2362.946 | -672.7312 | -133.6299 | 0 | 0 | 0 | 0 | 0 | 0 | 0 | 0 | 0 | 0 | 0 | 0 | 0 | 0 | 0 | 0 | 0 | 0 | 0 | 0 | 0 | 0 | 0 | 0 | 0 | 0 | 0 | 0 | 0 | 0
| Land lease during construction (pre-COD share of row 62) | k€ |  |  | -765.7511 | 0 | 0 | 0 | -93.5647 | -380.4878 | -291.6986 | 0 | 0 | 0 | 0 | 0 | 0 | 0 | 0 | 0 | 0 | 0 | 0 | 0 | 0 | 0 | 0 | 0 | 0 | 0 | 0 | 0 | 0 | 0 | 0 | 0 | 0 | 0 | 0 | 0 | 0
| Sale price at COD (Inputs E230 × gross MW E29 + post-COD promise price adjustment, Tender E219) | k€ |  |  | 0 | 0 | 0 | 0 | 0 | 0 | 0 | 0 | 0 | 0 | 0 | 0 | 0 | 0 | 0 | 0 | 0 | 0 | 0 | 0 | 0 | 0 | 0 | 0 | 0 | 0 | 0 | 0 | 0 | 0 | 0 | 0 | 0 | 0 | 0 | 0 | 0
| Senior debt repaid from sale proceeds (balance at COD incl. capitalised IDC) | k€ |  |  | 0 | 0 | 0 | 0 | 0 | 0 | 0 | 0 | 0 | 0 | 0 | 0 | 0 | 0 | 0 | 0 | 0 | 0 | 0 | 0 | 0 | 0 | 0 | 0 | 0 | 0 | 0 | 0 | 0 | 0 | 0 | 0 | 0 | 0 | 0 | 0 | 0
| Sale costs (Inputs E26) | k€ |  |  | 0 | 0 | 0 | 0 | 0 | 0 | 0 | 0 | 0 | 0 | 0 | 0 | 0 | 0 | 0 | 0 | 0 | 0 | 0 | 0 | 0 | 0 | 0 | 0 | 0 | 0 | 0 | 0 | 0 | 0 | 0 | 0 | 0 | 0 | 0 | 0 | 0
| Equity cash flow – pre-tax (100%) | k€ |  |  | -119308.345 | -1876.5179 | -1329.6325 | -2227.0324 | -42858.1403 | -39692.0014 | -31325.0205 | 0 | 0 | 0 | 0 | 0 | 0 | 0 | 0 | 0 | 0 | 0 | 0 | 0 | 0 | 0 | 0 | 0 | 0 | 0 | 0 | 0 | 0 | 0 | 0 | 0 | 0 | 0 | 0 | 0 | 0
| Tax on the equity gain (only if Inputs E231 = 1) | k€ |  |  | 0 | 0 | 0 | 0 | 0 | 0 | 0 | 0 | 0 | 0 | 0 | 0 | 0 | 0 | 0 | 0 | 0 | 0 | 0 | 0 | 0 | 0 | 0 | 0 | 0 | 0 | 0 | 0 | 0 | 0 | 0 | 0 | 0 | 0 | 0 | 0 | 0
| Equity cash flow – post-tax (100%) | k€ |  |  | -119308.345 | -1876.5179 | -1329.6325 | -2227.0324 | -42858.1403 | -39692.0014 | -31325.0205 | 0 | 0 | 0 | 0 | 0 | 0 | 0 | 0 | 0 | 0 | 0 | 0 | 0 | 0 | 0 | 0 | 0 | 0 | 0 | 0 | 0 | 0 | 0 | 0 | 0 | 0 | 0 | 0 | 0 | 0
| FEP cash flow – contributions (row 359) + proceeds at COD (row 360) | k€ |  |  | -119308.345 | -1876.5179 | -1329.6325 | -2227.0324 | -42858.1403 | -39692.0014 | -31325.0205 | 0 | 0 | 0 | 0 | 0 | 0 | 0 | 0 | 0 | 0 | 0 | 0 | 0 | 0 | 0 | 0 | 0 | 0 | 0 | 0 | 0 | 0 | 0 | 0 | 0 | 0 | 0 | 0 | 0 | 0
| FEP cumulative position | k€ |  |  | 0 | -1876.5179 | -3206.1504 | -5433.1828 | -48291.3231 | -87983.3244 | -119308.345 | -119308.345 | -119308.345 | -119308.345 | -119308.345 | -119308.345 | -119308.345 | -119308.345 | -119308.345 | -119308.345 | -119308.345 | -119308.345 | -119308.345 | -119308.345 | -119308.345 | -119308.345 | -119308.345 | -119308.345 | -119308.345 | -119308.345 | -119308.345 | -119308.345 | -119308.345 | -119308.345 | -119308.345 | -119308.345 | -119308.345 | -119308.345 | -119308.345 | -119308.345 | -119308.345
Results – sale at COD (column G)
| FEP net profit (pre-tax; the gain tax of row 344, 0 while Inputs E231 = 0, attributed to FEP) | k€ |  |  | -119308.345
| FEP net profit (post-tax) | k€ |  |  | -119308.345
| FEP IRR (post-tax, XIRR – contributions dated in-year, sale on COD date) | % |  |  | n/a
| FEP MOIC (net sale proceeds ÷ total equity contributed) | x |  |  | 0
| FEP NPV at Inputs E253 | k€ |  |  | -8953324%
| FEP peak cumulative exposure (all equity contributed up to COD, before sale proceeds) | k€ |  |  | 119308.345
| Equity value at COD (sale price − debt − sale costs) | k€ |  |  | 0%
| Senior debt repaid at COD | k€ |  |  | 0
| Check: COD-sale block live and sale year found | Status |  |  | n/a – no COD sale | [36 empty] | Sale at COD
| FEP contributions before the sale (rows 335–339, FEP funds 100 % as on the RtB route; after the community purchase, rows 385–386) – not netted with sale proceeds | k€ |  |  | -119308.345 | -1876.5179 | -1329.6325 | -2227.0324 | -42858.1403 | -39692.0014 | -31325.0205 | 0 | 0 | 0 | 0 | 0 | 0 | 0 | 0 | 0 | 0 | 0 | 0 | 0 | 0 | 0 | 0 | 0 | 0 | 0 | 0 | 0 | 0 | 0 | 0 | 0 | 0 | 0 | 0 | 0 | 0 | 0
| FEP proceeds at COD (waterfall row 372; × (1 − community share, row 385)) | k€ |  |  | 0 | 0 | 0 | 0 | 0 | 0 | 0 | 0 | 0 | 0 | 0 | 0 | 0 | 0 | 0 | 0 | 0 | 0 | 0 | 0 | 0 | 0 | 0 | 0 | 0 | 0 | 0 | 0 | 0 | 0 | 0 | 0 | 0 | 0 | 0 | 0 | 0
| Cumulative FEP equity contributions (peak exposure basis) | k€ |  |  | 0 | -1876.5179 | -3206.1504 | -5433.1828 | -48291.3231 | -87983.3244 | -119308.345 | -119308.345 | -119308.345 | -119308.345 | -119308.345 | -119308.345 | -119308.345 | -119308.345 | -119308.345 | -119308.345 | -119308.345 | -119308.345 | -119308.345 | -119308.345 | -119308.345 | -119308.345 | -119308.345 | -119308.345 | -119308.345 | -119308.345 | -119308.345 | -119308.345 | -119308.345 | -119308.345 | -119308.345 | -119308.345 | -119308.345 | -119308.345 | -119308.345 | -119308.345 | -119308.345
| Cash-flow date for XIRR (mid-point of active part of year; sale on COD date in AR) | Date |  |  |  | 2026-10-15 12:00 | 2027-07-02 | 2028-07-01 12:00 | 2029-07-02 | 2030-07-02 | 2031-05-17 | 2032-01-01 | 2033-01-01 | 2034-01-01 | 2035-01-01 | 2036-01-01 | 2037-01-01 | 2038-01-01 | 2039-01-01 | 2040-01-01 | 2041-01-01 | 2042-01-01 | 2043-01-01 | 2044-01-01 | 2045-01-01 | 2046-01-01 | 2047-01-01 | 2048-01-01 | 2049-01-01 | 2050-01-01 | 2051-01-01 | 2052-01-01 | 2053-01-01 | 2054-01-01 | 2055-01-01 | 2056-01-01 | 2057-01-01 | 2058-01-01 | 2059-01-01 | 2060-01-01 | 2061-01-01 | 2031-09-30
17b. FEP proceeds at COD – the RtB route's JV waterfall (MOIC rows 145–154): FEP funds 100 %, JV on the proceeds after FEP's funding and its Stage-1 returns
| Net equity proceeds at COD (rows 340–342 + 344: price − debt − sale costs − tax) | k€ |  |  | 0
| Less: FEP's funding returned at cost as MOIC G147 / G148 (rows 335–339 excl. signing fee / DD G17, guarantee fees G23 and, if Inputs E71 = 0, the at-risk principal: devex excl. land, MOIC G124) – in full; 0 unless the COD sale is live (Inputs E230 > 0) | k€ |  |  | 0
| Less: FEP's Stage-1 returns accrued to the COD sale date, interest pause excluded (Deposits AF22:AF24 + MOIC G280) – in full | k€ |  |  | 0
| Less: developer success fee / DSA accrued to the COD sale date (row 375; unless already paid in row 20) – in full | k€ |  |  | 0
| Distributable proceeds (BORA_Devex V38: no floor – a negative amount is shared) | k€ |  |  | 0
| To FEP (distributable − developer share) | k€ |  |  | 0
| To the developer (× Inputs E34, floored at −success fee: the developer's total ≥ 0 – BORA_Devex silent) | k€ |  |  | 0
| FEP proceeds at COD (rows 366 + 367 + 370) | k€ |  |  | 0
| Developer proceeds at COD (success fee + share) | k€ |  |  | 0
| Check: FEP cash = 100 % contributions (rows 335–339) + net proceeds − developer proceeds − community's take (row 387); proceeds in the COD year (HTM row 5 vs Inputs E155) | Status |  |  | OK
| Developer success fee accrued to the COD sale date (MOIC row 23 rule: Inputs E36 p.a. from E70, cap E37, × E38 × installed wind MW E29 – DSA on installed MW per BORA_Devex – user 09-Oct-26; to Inputs E155) | k€ |  |  | 1300
| Memo: the same rule to the RtB sale date (Inputs E58) – must equal MOIC G25 (MOIC's monthly accrual) | k€ |  |  | 1033.6806
| Check: developer share = MAX(−fee, distributable × MOIC E154); Stage-1 returns = Σ Deposits O × (AC × AD − 1) + MOIC G280 | Status |  |  | OK
| Check: success fee = row 375 in full; row 376 = MOIC G25 (independent: MOIC's monthly accrual schedule) | Status |  |  | OK
| Check: funding repaid = MOIC's repayable principal (rows 336–339 + HTM rows 18–22 + MOIC G20 − G124, or + G125 if Inputs E71 = 1) | Status |  |  | OK
| Memo (info, not a check): loss beyond the developer's success fee borne by FEP on the COD route (developer's total floored at 0; as MOIC G156) | k€ |  |  | 0
17c. Community purchase right (Tender section 9; kiírás VII.18–25) – default off. Annual sheet: effective at the end of the exercise year (E382); F382 = live share
| Exercise year (E) / live share (F) |  | 202800% | 0%
| Hold to maturity: community share of FEP's equity flows (years after the exercise year) | x |  |  |  | 0 | 0 | 0 | 0 | 0 | 0 | 0 | 0 | 0 | 0 | 0 | 0 | 0 | 0 | 0 | 0 | 0 | 0 | 0 | 0 | 0 | 0 | 0 | 0 | 0 | 0 | 0 | 0 | 0 | 0 | 0 | 0 | 0 | 0 | 0 | 0
| Hold to maturity: buy-in at cost – share × FEP's paid-in capital to the exercise year (excl. signing fee / DD row 17) | k€ |  |  | 0 | 0 | 0 | 0 | 0 | 0 | 0 | 0 | 0 | 0 | 0 | 0 | 0 | 0 | 0 | 0 | 0 | 0 | 0 | 0 | 0 | 0 | 0 | 0 | 0 | 0 | 0 | 0 | 0 | 0 | 0 | 0 | 0 | 0 | 0 | 0 | 0
| Sale at COD: community share of FEP's flows (years after the exercise year, if before the COD year) | x |  |  |  | 0 | 0 | 0 | 0 | 0 | 0 | 0 | 0 | 0 | 0 | 0 | 0 | 0 | 0 | 0 | 0 | 0 | 0 | 0 | 0 | 0 | 0 | 0 | 0 | 0 | 0 | 0 | 0 | 0 | 0 | 0 | 0 | 0 | 0 | 0 | 0
| Sale at COD: buy-in at cost – share × FEP's paid-in capital to the exercise year (rows 335–339 excl. row 17) | k€ |  |  | 0 | 0 | 0 | 0 | 0 | 0 | 0 | 0 | 0 | 0 | 0 | 0 | 0 | 0 | 0 | 0 | 0 | 0 | 0 | 0 | 0 | 0 | 0 | 0 | 0 | 0 | 0 | 0 | 0 | 0 | 0 | 0 | 0 | 0 | 0 | 0 | 0
| Sale at COD: the community's net take (share × FEP's 100 % flows − buy-in) – conservation check G374 | k€ |  |  | 0 | 0 | 0 | 0 | 0 | 0 | 0 | 0 | 0 | 0 | 0 | 0 | 0 | 0 | 0 | 0 | 0 | 0 | 0 | 0 | 0 | 0 | 0 | 0 | 0 | 0 | 0 | 0 | 0 | 0 | 0 | 0 | 0 | 0 | 0 | 0 | 0
18. Buyer view at our sale-at-COD price (cases 7 / 8; unlevered, post-tax): −price at COD, then the HTM flows of the same turbine (the HTM block of case 7 / 8 = case 2 / 3)
| Cash-flow date: COD (column G), then 31-Dec of each year (never before COD – XIRR start) | date |  |  | 2031-09-30 | 2031-09-30 | 2031-09-30 | 2031-09-30 | 2031-09-30 | 2031-09-30 | 2031-12-31 | 2032-12-31 | 2033-12-31 | 2034-12-31 | 2035-12-31 | 2036-12-31 | 2037-12-31 | 2038-12-31 | 2039-12-31 | 2040-12-31 | 2041-12-31 | 2042-12-31 | 2043-12-31 | 2044-12-31 | 2045-12-31 | 2046-12-31 | 2047-12-31 | 2048-12-31 | 2049-12-31 | 2050-12-31 | 2051-12-31 | 2052-12-31 | 2053-12-31 | 2054-12-31 | 2055-12-31 | 2056-12-31 | 2057-12-31 | 2058-12-31 | 2059-12-31 | 2060-12-31 | 2061-12-31
| Buyer cash flow: −price (G340) at COD; COD year = EBITDA (row 106) excl. the pre-COD land lease (row 339) + tax (row 101); later years = unlevered post-tax cash flow (row 110) | k€ |  |  | 0 | 0 | 0 | 0 | 0 | 0 | 6929.7219 | 27195.317 | 27760.6441 | 26947.1055 | 27288.0514 | 27744.5015 | 29318.5794 | 29303.9171 | 29572.5103 | 29613.1338 | 29627.9821 | 30380.8329 | 30921.6405 | 31103.3907 | 32201.0574 | 32757.2284 | 33167.7489 | 32943.7743 | 33482.703 | 33472.5363 | 33288.8166 | 32317.2116 | 33198.5248 | 33498.8526 | 33817.8559 | 33795.8346 | 34650.4144 | 36058.3627 | 37313.8008 | 37418.5366 | 24596.4584
| Same flows without the price (implied price = XNPV at the target rate, at COD) | k€ |  |  | 0 | 0 | 0 | 0 | 0 | 0 | 6929.7219 | 27195.317 | 27760.6441 | 26947.1055 | 27288.0514 | 27744.5015 | 29318.5794 | 29303.9171 | 29572.5103 | 29613.1338 | 29627.9821 | 30380.8329 | 30921.6405 | 31103.3907 | 32201.0574 | 32757.2284 | 33167.7489 | 32943.7743 | 33482.703 | 33472.5363 | 33288.8166 | 32317.2116 | 33198.5248 | 33498.8526 | 33817.8559 | 33795.8346 | 34650.4144 | 36058.3627 | 37313.8008 | 37418.5366 | 24596.4584
| Buyer IRR at our price (XIRR; n/a outside cases 7 / 8) | % |  |  | n/a
| Implied price for the target buyer IRR in column F (XNPV at COD ÷ installed MW Inputs E29) – target 1 (Control Panel) | k€/MW |  | 7% | n/a
| Implied price for the target buyer IRR in column F (XNPV at COD ÷ installed MW Inputs E29) – target 2 (Control Panel) | k€/MW |  | 8% | n/a
| Implied price for the target buyer IRR in column F (XNPV at COD ÷ installed MW Inputs E29) – target 3 (Control Panel) | k€/MW |  | 9% | n/a
| Check (info): XNPV of the flows at the buyer IRR = our price (G340), within 0.01 % of the price | status |  |  | n/a

## Devex_FEP
FEP devex line items (k€) – BORA Devex basis, feeds MOIC row 18 when Inputs E67 = 1 | [10 empty] | Round 5 (user 09-Oct-26, review N1): 20 % return per line from its payment date F, interest pause excluded (BORA_Devex convention per segment); row 3 = rate and segment dates
[11 empty] | 0.2 | 2029-06-30 | 2030-01-01 | 2029-12-31 | 2029-06-30 | 2031-09-30
Devex row | Task | Item | Amount (k€) | Payment date | FEP pays (1/0) | FEP principal (k€) | Grid month | Buyer reimburses at RtB exit (1/0) | Buyer-reimbursed principal (k€) | Base amount – BORA Devex, unscaled (k€) | Principal earning 20 % (H + K if Inputs E67 = 1, k€; M3 = rate) | Segment 1 to the RtB sale (F → N3 = MIN(sale, pause start)) | Segment 2 start = MAX(F, O3 = pause end) | Segment 2 to the RtB sale (O → P3 = Inputs E58) | Segment 1 to the COD sale (F → Q3) | Segment 2 to the COD sale (O → R3 = Inputs E155) | Multiple to the RtB sale = MAX(N × P, 2×) | Multiple to the COD sale = MAX(Q × R, 2×)
14 | Capacity allocation process - Awarding | Land reservation fee | 55.65 | 2027-02-13 | 0 | 0 | 7 | 1 | 55.65 | 55.65 | 55.65 | 1.5517 | 2030-01-01 | 1 | 1.5517 | 1.3795 | 2 | 2.1406
15 |  | Land purchase price | 123.2432 | 2027-02-13 | 0 | 0 | 7 | 1 | 123.2432 | 123.2432 | 123.2432 | 1.5517 | 2030-01-01 | 1 | 1.5517 | 1.3795 | 2 | 2.1406
16 | Grid connection plan | Design fee | 159.8456 | 2028-08-11 | 1 | 159.8456 | 25 | 0 | 0 | 159.8456 | 159.8456 | 1.1853 | 2030-01-01 | 1 | 1.1853 | 1.3795 | 2 | 2
17 |  | Administrative fee | 2.0285 | 2028-08-11 | 1 | 2.0285 | 25 | 0 | 0 | 2.0285 | 2.0285 | 1.1853 | 2030-01-01 | 1 | 1.1853 | 1.3795 | 2 | 2
20 | Land contracting (additional land) | Legal fee, agent fee | 177.2432 | 2026-10-01 | 1 | 177.2432 | 3 | 0 | 0 | 177.2432 | 177.2432 | 1.6626 | 2030-01-01 | 1 | 1.6626 | 1.3795 | 2 | 2.2936
21 | Wind measurement | Met Masts | 398 | 2027-03-01 | 1 | 398 | 8 | 0 | 0 | 398 | 398 | 1.5402 | 2030-01-01 | 1 | 1.5402 | 1.3795 | 2 | 2.1247
22 |  | Design fee | 9.7297 | 2027-01-01 | 1 | 9.7297 | 6 | 0 | 0 | 9.7297 | 9.7297 | 1.5828 | 2030-01-01 | 1 | 1.5828 | 1.3795 | 2 | 2.1835
23 |  | EYA | 4.5 | 2028-06-28 | 1 | 4.5 | 23 | 0 | 0 | 4.5 | 4.5 | 1.2118 | 2030-01-01 | 1 | 1.2118 | 1.3795 | 2 | 2
24 | Land reclassification | Administrative fee | 2.5946 | 2027-12-25 | 1 | 2.5946 | 17 | 0 | 0 | 2.5946 | 2.5946 | 1.3241 | 2030-01-01 | 1 | 1.3241 | 1.3795 | 2 | 2
25 |  | Report fee | 21.6216 | 2027-07-28 | 1 | 21.6216 | 12 | 0 | 0 | 21.6216 | 21.6216 | 1.4325 | 2030-01-01 | 1 | 1.4325 | 1.3795 | 2 | 2
26 | Zoning plan modification | Design fee | 135.1351 | 2028-02-23 | 1 | 135.1351 | 19 | 0 | 0 | 135.1351 | 135.1351 | 1.2877 | 2030-01-01 | 1 | 1.2877 | 1.3795 | 2 | 2
27 | Municipality donation | Donation | 94.5946 | 2028-02-23 | 1 | 94.5946 | 19 | 0 | 0 | 94.5946 | 94.5946 | 1.2877 | 2030-01-01 | 1 | 1.2877 | 1.3795 | 2 | 2
28 | Environmental assessment | Bird-bat monitoring | 40.0865 | 2027-12-30 | 1 | 40.0865 | 17 | 0 | 0 | 40.0865 | 40.0865 | 1.3205 | 2030-01-01 | 1 | 1.3205 | 1.3795 | 2 | 2
29 |  | Administrative fee | 0.10811 | 2028-04-28 | 1 | 0.10811 | 21 | 0 | 0 | 0.10811 | 0.10811 | 1.2485 | 2030-01-01 | 1 | 1.2485 | 1.3795 | 2 | 2
30 |  | Assessment fee | 88.1351 | 2028-03-29 | 1 | 88.1351 | 20 | 0 | 0 | 88.1351 | 88.1351 | 1.2666 | 2030-01-01 | 1 | 1.2666 | 1.3795 | 2 | 2
31 | Other project development | Geotechnical assessment fee | 21.6216 | 2027-07-28 | 1 | 21.6216 | 12 | 0 | 0 | 21.6216 | 21.6216 | 1.4325 | 2030-01-01 | 1 | 1.4325 | 1.3795 | 2 | 2
32 |  | Archaeological | 21.6216 | 2027-06-28 | 1 | 21.6216 | 11 | 0 | 0 | 21.6216 | 21.6216 | 1.4542 | 2030-01-01 | 1 | 1.4542 | 1.3795 | 2 | 2.006
33 |  | Topography | 21.6216 | 2027-06-28 | 1 | 21.6216 | 11 | 0 | 0 | 21.6216 | 21.6216 | 1.4542 | 2030-01-01 | 1 | 1.4542 | 1.3795 | 2 | 2.006
34 | Building permit - Turbines | Administrative fee | 12.4054 | 2028-01-28 | 1 | 12.4054 | 18 | 0 | 0 | 12.4054 | 12.4054 | 1.3034 | 2030-01-01 | 1 | 1.3034 | 1.3795 | 2 | 2
35 |  | Design fee | 372.973 | 2028-01-28 | 1 | 372.973 | 18 | 0 | 0 | 372.973 | 372.973 | 1.3034 | 2030-01-01 | 1 | 1.3034 | 1.3795 | 2 | 2
36 | Cable right | Administrative fee | 121.6216 | 2028-01-28 | 1 | 121.6216 | 18 | 0 | 0 | 121.6216 | 121.6216 | 1.3034 | 2030-01-01 | 1 | 1.3034 | 1.3795 | 2 | 2
37 |  | Design fee | 202.4235 | 2028-01-28 | 1 | 202.4235 | 18 | 0 | 0 | 202.4235 | 202.4235 | 1.3034 | 2030-01-01 | 1 | 1.3034 | 1.3795 | 2 | 2
38 |  | Compensation | 40.5405 | 2027-11-29 | 1 | 40.5405 | 16 | 0 | 0 | 40.5405 | 40.5405 | 1.3429 | 2030-01-01 | 1 | 1.3429 | 1.3795 | 2 | 2
39 | Building permit - Substation, switching station | Administrative fee | 16.2162 | 2028-01-28 | 1 | 16.2162 | 18 | 0 | 0 | 16.2162 | 16.2162 | 1.3034 | 2030-01-01 | 1 | 1.3034 | 1.3795 | 2 | 2
40 |  | Design fee | 122.1042 | 2028-01-28 | 1 | 122.1042 | 18 | 0 | 0 | 122.1042 | 122.1042 | 1.3034 | 2030-01-01 | 1 | 1.3034 | 1.3795 | 2 | 2
41 | Building permit - BESS | Administrative fee | 12.4054 | 2028-01-28 | 1 | 12.4054 | 18 | 0 | 0 | 12.4054 | 12.4054 | 1.3034 | 2030-01-01 | 1 | 1.3034 | 1.3795 | 2 | 2
42 |  | Design fee | 94.5946 | 2028-01-28 | 1 | 94.5946 | 18 | 0 | 0 | 94.5946 | 94.5946 | 1.3034 | 2030-01-01 | 1 | 1.3034 | 1.3795 | 2 | 2
43 | HEPURA permit | Administrative fee | 54.0541 | 2029-01-08 | 1 | 54.0541 | 30 | 0 | 0 | 54.0541 | 54.0541 | 1.0957 | 2030-01-01 | 1 | 1.0957 | 1.3795 | 2 | 2
44 |  | Report fee | 32.4324 | 2028-11-09 | 1 | 32.4324 | 28 | 0 | 0 | 32.4324 | 32.4324 | 1.1311 | 2030-01-01 | 1 | 1.1311 | 1.3795 | 2 | 2
45 | Legal costs | Legal costs | 20 | 2027-12-31 | 1 | 20 | 17 | 0 | 0 | 20 | 20 | 1.3197 | 2030-01-01 | 1 | 1.3197 | 1.3795 | 2 | 2
46 | Financial costs | Financial costs | 80 | 2027-12-31 | 1 | 80 | 17 | 0 | 0 | 80 | 80 | 1.3197 | 2030-01-01 | 1 | 1.3197 | 1.3795 | 2 | 2
47 | Other costs (HR, car etc.) | Other costs (HR, car etc.) | 50 | 2027-12-31 | 0 | 0 | 17 | 0 | 0 | 50 | 0 | 1.3197 | 2030-01-01 | 1 | 1.3197 | 1.3795 | 2 | 2
48 | RtB | Land purchase price | 246.4865 | 2029-03-24 | 0 | 0 | 32 | 1 | 246.4865 | 246.4865 | 246.4865 | 1.058 | 2030-01-01 | 1 | 1.058 | 1.3795 | 2 | 2
49 | Contingency | Contingency (% of FEP-borne devex incl. participation fee) | 282.2077 | 2028-12-31 | 1 | 282.2077 | 29 | 0 | 0 |  | 282.2077 | 1.0998 | 2030-01-01 | 1 | 1.0998 | 1.3795 | 2 | 2
| Total |  | 3137.8459 |  |  | 2662.4662 |  |  | 425.3797 | 2855.6383
Column E = column L × devex scaling factor (Inputs E294, block M). Bora factor = 1. | [7 empty] | J = 1: paid by FEP, earns the at-risk flat 2× return, principal reimbursed by the buyer at RtB exit (not refunded if the project fails). Devex rows 14–15 per BORA_Devex update 29/09/2026. Feeds MOIC row 20.
Amounts (E) and payment dates (F) link to the BORA_Devex sheet (copy of BORA_Devex_20260925.xlsx): E = BORA_Devex column J (EUR) / 1,000; F = BORA_Devex column E. Continuous items (Devex rows 45–47) have no date in the source and are placed on 31-Dec-2027. Contingency (row 49) is the model's own 10% on FEP-borne items (Inputs E68).

## BORA_Devex (hidden)
Copy of BORA_Devex_20260925.xlsx, Sheet1 (B2:AY72), imported 29-Sep-2026 as the reference for Devex_FEP. Do not edit here – update from the source file.
| PROJECT BORA | [14 empty] | TERM SHEET Conditions |  |  | FEP proposal - Bank guarantee ok, connection fee not at risk, no GA |  | FEP proposal - Bank guarantee ok, connection fee not at risk, no GA
| Task/Permit | Expected start date | Expected end date | Expected payment date | Year | Days in 1st year | Connected payment | Amount of payment (net, HUF) | Amount of payment (net, EUR) | Interest | Exit: 2029.12.31. |  | Exit: 2029.06.30. |  | Comment |  | Amount with interest (net, EUR) | Interest amount (EUR) | Amount with interest (net, EUR) | Interest amount (EUR) | Amount with interest (net, EUR) | Interest amount (EUR) | FEP pays? | FEP principal | Case B carrying cost
[11 empty] | Amount with interest (net, EUR) | Interest amount (EUR) | Amount with interest (net, EUR) | Interest amount (EUR) |  | TERM SHEET interest | [6 empty] | (1=yes, 0=no) | (EUR) | (EUR, to sale)
| MEKH capacity tender | 2026-09-01 | 2026-10-30 | 2026-10-30 | 2026 | 63 | Application fee | 6000000 | 16216.2162 | 12% | 23254.4973 | 7038.281 | 21991.6552 | 5775.439 |  | 12% | 23254.4973 | 7038.281 | 21991.6552 | 5775.439 | 23254.4973 | 7038.281 | 1 | 16216.2162 | 5048.2223
|  | 2026-09-01 | 2026-10-30 | 2026-10-30 | 2026 | 63 | Application bond | 606000000 | 1637837.8378 | 6% | 1970892.7477 | 333054.9098 | 1914348.6549 | 276510.817 | W+BESS; bank guarantee | 20% | 3275675.6757 | 1637837.8378 | 1914348.6549 | 276510.817 | 1970892.7477 | 333054.9098 | 1 | 1637837.8378 | 311772.5287 |  |  |  |  | FY rate (HUF/EUR) | 370
|  | 2026-12-15 | 2026-12-30 | 2026-12-30 | 2026 | 2 | Performance bond | 3939000000 | 10645945.9459 | 6% | 12683660.5569 | 2037714.6109 | 12319771.6135 | 1673825.6676 | W+BESS; Application bond deducted; w/ 50% extra; bank guarantee | 20% | 21291891.8919 | 10645945.9459 | 12319771.6135 | 1673825.6676 | 12683660.5569 | 2037714.6109 | 1 | 10645945.9459 | 1919770.3073 |  |  |  |  | Wind capacity (MW) | 200
| Capacity allocation process - Application | 2026-12-30 | 2026-12-30 | 2026-12-30 | 2026 | 2 | Application bond (TSO) | 900000000 | 2432432.4324 | 12% | 3419639.485 | 987207.0526 | 3233934.9924 | 801502.56 | NOT bank guarantee; refunded if project fails | 20% | 4864864.8649 | 2432432.4324 | 3233934.9924 | 801502.56 | 3419639.485 | 987207.0526 | 1 | 2432432.4324 | 710508.1154 |  |  |  |  | BESS percentage | 50%
| Supplementary grid bond - 2027 | 2027-04-23 | 2027-04-23 | 2027-04-23 | 2027 | 253 | Supplementary grid bond annual instalment for 2027 | 1624000000 | 4389189.1892 | 6% | 5136797.3547 | 747608.1655 | 4989424.7762 | 600235.587 | double amount; bank guarantee; refunded if project fails | 20% | 8778378.3784 | 4389189.1892 | 4989424.7762 | 600235.587 | 5136797.3547 | 747608.1655 | 1 | 4389189.1892 | 709244.8723 |  |  |  |  | BESS connection capacity (MW) | 100
| Supplementary grid bond - 2028 | 2028-04-23 | 2028-04-23 | 2028-04-23 | 2028 | 253 | Supplementary grid bond annual instalment for 2028 | 812000000 | 2194594.5946 | 6% | 2423017.6201 | 228423.0255 | 2353502.2529 | 158907.6583 | bank guarantee; refunded if project fails | 20% | 4389189.1892 | 2194594.5946 | 2353502.2529 | 158907.6583 | 2423017.6201 | 228423.0255 | 1 | 2194594.5946 | 222946.7605 |  |  |  |  | BESS storage capacity (MWh) – 2h | 200
| Supplementary grid bond - refund | 2028-03-13 | 2028-03-13 | 2028-03-13 | 2028 | 294 | Supplementary grid bond refund after BP | -1218000000 | -3291891.8919 | 6% | -3658044.0666 | -366152.1748 | -3553096.3046 | -261204.4127 | refund after BP (with time buffer) | 20% | -6583783.7838 | -3291891.8919 | -3553096.3046 | -261204.4127 | -3658044.0666 | -366152.1748 | 1 | -3291891.8919 | -356606.5902 |  |  |  |  | Benchmark CAPEX - wind (HUF/MW) | 406000000
| Supplementary grid bond - 2029 | 2029-04-23 | 2029-04-23 | 2029-04-23 | 2029 | 253 | Supplementary grid bond annual instalment for 2029 | 406000000 | 1097297.2973 | 6% | 1142932.8397 | 45635.5424 | 1110142.5721 | 12845.2748 | 50% after building permit; bank guarantee; refunded if project fails | 20% | 2194594.5946 | 1097297.2973 | 1110142.5721 | 12845.2748 | 1142932.8397 | 45635.5424 | 1 | 1097297.2973 | 45635.5424 |  |  |  |  | Benchmark CAPEX - BESS (HUF/MWh) | 200000000
| Supplementary grid bond - 2030 | 2030-04-23 | 2030-04-23 | 2030-04-23 | 2030 | 253 | Supplementary grid bond annual instalment for 2030 | 0 | 0 | 6% | 0 | 0 | 0 | 0 | 50% after building permit - to be paid by new owner; refunded if project fails | 20% | 0 | 0 | 0 | 0 | 0 | 0 | 1 | 0 | 0 |  |  |  |  | Tender application | 2
| Capacity allocation process - Awarding | 2027-01-14 | 2027-02-13 | 2027-02-13 | 2027 | 322 | Land reservation fee | 20590500 | 55650 | 20% | 94275.0641 | 38625.0641 | 86311.1888 | 30661.1888 | Potentially to be increased | 20% | 111300 | 55650 | 55650 | 55650 | 55650 | 55650 | 0 | 0 | 15528.2237 |  |  |  |  | No. of top. lots | 28
|  | 2027-01-14 | 2027-02-13 | 2027-02-13 | 2027 | 322 | Land purchase price | 45600000 | 123243.2432 | 20% | 208782.833 | 85539.5898 | 191145.927 | 67902.6838 |  | 20% | 246486.4865 | 123243.2432 | 123243.2432 | 123243.2432 | 123243.2432 | 123243.2432 | 0 | 0 | 34389.0143 |  |  |  |  | No. of WTGs | 28
| Grid connection plan | 2027-02-13 | 2028-08-11 | 2028-08-11 | 2028 | 143 | Design fee | 59142857.1429 | 159845.5598 | 20% | 206844.5338 | 46998.9739 | 189371.3654 | 29525.8055 |  | 20% | 319691.1197 | 159845.5598 | 319691.1197 | 159845.5598 | 319691.1197 | 159845.5598 | 1 | 159845.5598 | 20295.8767 |  |  |  |  | No. of small power plants | 4
|  | 2028-08-11 | 2028-08-11 | 2028-08-11 | 2028 | 143 | Administrative fee | 750544 | 2028.4973 | 20% | 2624.9311 | 596.4338 | 2403.1903 | 374.693 |  | 20% | 4056.9946 | 2028.4973 | 4056.9946 | 2028.4973 | 4056.9946 | 2028.4973 | 1 | 2028.4973 | 257.5619 |  |  |  |  | No. of municipalities | 10
| Grid connection agreement | 2029-01-08 | 2029-01-08 | 2029-01-08 | 2029 | 358 | Connection fee - Indirect | 13714261200 | 37065570.8108 | 12% | 41428137.7205 | 4362566.9097 | 39178370.946 | 2112800.1352 | TSO application bond deducted | 20% | 74131141.6216 | 37065570.8108 | 39178370.946 | 2112800.1352 | 41428137.7205 | 4362566.9097 | 1 | 37065570.8108 | 3235570.458 |  |  |  |  | RtB year | 2029
|  | 2029-01-08 | 2029-01-08 | 2029-01-08 | 2029 | 358 | Connection fee - Direct | 508345804 | 1373907.5784 | 12% | 1535614.6183 | 161707.0399 | 1452222.6307 | 78315.0523 | depending on the SPV's declaration and TSO's decision | 20% | 2747815.1568 | 1373907.5784 | 1452222.6307 | 78315.0523 | 1535614.6183 | 161707.0399 | 1 | 1373907.5784 | 119932.7213
| Land contracting (additional land) | 2026-08-01 | 2027-06-01 | 2026-10-01 | 2026 | 92 | Legal fee, agent fee | 65580000 | 177243.2432 | 20% | 321716.0075 | 144472.7643 | 294539.0845 | 117295.8413 | to be paid | 20% | 354486.4865 | 177243.2432 | 354486.4865 | 177243.2432 | 354486.4865 | 177243.2432 | 1 | 177243.2432 | 56795.7027
| Wind measurement | 2027-03-01 | 2028-02-29 | 2027-03-01 | 2027 | 306 | Met Masts | 147260000 | 398000 | 20% | 669215.737 | 271215.737 | 612683.814 | 214683.814 | for 2 MM | 20% | 796000 | 398000 | 796000 | 398000 | 796000 | 398000 | 1 | 398000 | 109213.9669
|  | 2027-01-01 | 2027-04-01 | 2027-01-01 | 2027 | 365 | Design fee | 3600000 | 9729.7297 | 20% | 16812.973 | 7083.2432 | 15392.699 | 5662.9693 | for 2 MM | 20% | 19459.4595 | 9729.7297 | 19459.4595 | 9729.7297 | 19459.4595 | 9729.7297 | 1 | 9729.7297 | 2835.9046
|  | 2028-02-29 | 2028-06-28 | 2028-06-28 | 2028 | 187 | EYA | 1665000 | 4500 | 20% | 5953.3151 | 1453.3151 | 5450.4095 | 950.4095 |  | 20% | 9000 | 4500 | 9000 | 4500 | 9000 | 4500 | 1 | 4500 | 623.9494
| Land reclassification | 2027-06-28 | 2027-12-25 | 2027-12-25 | 2027 | 7 | Administrative fee | 960000 | 2594.5946 | 20% | 3750.5469 | 1155.9523 | 3433.7199 | 839.1253 |  | 20% | 5189.1892 | 2594.5946 | 5189.1892 | 2594.5946 | 5189.1892 | 2594.5946 | 1 | 2594.5946 | 487.6416
|  | 2027-06-28 | 2027-12-25 | 2027-07-28 | 2027 | 157 | Report fee | 8000000 | 21621.6216 | 20% | 33813.6098 | 12191.9882 | 30957.2089 | 9335.5873 |  | 20% | 43243.2432 | 21621.6216 | 43243.2432 | 21621.6216 | 43243.2432 | 21621.6216 | 1 | 21621.6216 | 5001.5277
| Zoning plan modification | 2027-12-25 | 2028-06-22 | 2028-02-23 | 2028 | 313 | Design fee | 50000000 | 135135.1351 | 20% | 189974.0837 | 54838.9485 | 173926.0446 | 38790.9095 |  | 20% | 270270.2703 | 135135.1351 | 270270.2703 | 135135.1351 | 270270.2703 | 135135.1351 | 1 | 135135.1351 | 23258.5239
| Municipality donation | 2027-12-25 | 2028-06-22 | 2028-02-23 | 2028 | 313 | Donation | 35000000 | 94594.5946 | 20% | 132981.8586 | 38387.264 | 121748.2312 | 27153.6367 |  | 20% | 189189.1892 | 94594.5946 | 189189.1892 | 94594.5946 | 189189.1892 | 94594.5946 | 1 | 94594.5946 | 16280.9667
| Environmental assessment | 2026-12-30 | 2027-12-30 | 2027-12-30 | 2027 | 2 | Bird-bat monitoring | 14832000 | 40086.4865 | 20% | 57787.8003 | 17701.3138 | 52906.1825 | 12819.696 | to be paid | 20% | 80172.973 | 40086.4865 | 80172.973 | 40086.4865 | 80172.973 | 40086.4865 | 1 | 40086.4865 | 7476.1033
|  | 2027-12-30 | 2028-04-28 | 2028-04-28 | 2028 | 248 | Administrative fee | 40000 | 108.1081 | 20% | 147.3588 | 39.2506 | 134.9106 | 26.8025 |  | 20% | 216.2162 | 108.1081 | 216.2162 | 108.1081 | 216.2162 | 108.1081 | 1 | 108.1081 | 16.7409
|  | 2027-12-30 | 2028-03-29 | 2028-03-29 | 2028 | 278 | Assessment fee | 32610000 | 88135.1351 | 20% | 121872.7819 | 33737.6468 | 111577.5926 | 23442.4575 |  | 20% | 176270.2703 | 88135.1351 | 176270.2703 | 88135.1351 | 176270.2703 | 88135.1351 | 1 | 88135.1351 | 14350.0994
| Other project development | 2026-12-30 | 2027-07-28 | 2027-07-28 | 2027 | 157 | Geotechnical assessment fee | 8000000 | 21621.6216 | 20% | 33813.6098 | 12191.9882 | 30957.2089 | 9335.5873 |  | 20% | 43243.2432 | 21621.6216 | 43243.2432 | 21621.6216 | 43243.2432 | 21621.6216 | 1 | 21621.6216 | 5001.5277
|  | 2026-12-30 | 2027-07-28 | 2027-06-28 | 2027 | 187 | Archaeological | 8000000 | 21621.6216 | 20% | 34325.4202 | 12703.7986 | 31425.7843 | 9804.1626 |  | 20% | 43243.2432 | 21621.6216 | 43243.2432 | 21621.6216 | 43243.2432 | 21621.6216 | 1 | 21621.6216 | 5189.0973
|  | 2026-12-30 | 2027-07-28 | 2027-06-28 | 2027 | 187 | Topography | 8000000 | 21621.6216 | 20% | 34325.4202 | 12703.7986 | 31425.7843 | 9804.1626 |  | 20% | 43243.2432 | 21621.6216 | 43243.2432 | 21621.6216 | 43243.2432 | 21621.6216 | 1 | 21621.6216 | 5189.0973
| Building permit - Turbines | 2028-01-28 | 2028-01-28 | 2028-01-28 | 2028 | 339 | Administrative fee | 4590000 | 12405.4054 | 20% | 17651.7023 | 5246.2969 | 16160.5768 | 3755.1714 |  | 20% | 24810.8108 | 12405.4054 | 24810.8108 | 12405.4054 | 24810.8108 | 12405.4054 | 1 | 12405.4054 | 2220.7789
|  | 2027-08-01 | 2028-01-28 | 2028-01-28 | 2028 | 339 | Design fee | 138000000 | 372972.973 | 20% | 530704.776 | 157731.803 | 485873.5506 | 112900.5777 |  | 20% | 745945.9459 | 372972.973 | 745945.9459 | 372972.973 | 745945.9459 | 372972.973 | 1 | 372972.973 | 66768.517
| Cable right | 2028-01-28 | 2028-01-28 | 2028-01-28 | 2028 | 339 | Administrative fee | 45000000 | 121621.6216 | 20% | 173055.9052 | 51434.2836 | 158437.0274 | 36815.4058 |  | 20% | 243243.2432 | 121621.6216 | 243243.2432 | 121621.6216 | 243243.2432 | 121621.6216 | 1 | 121621.6216 | 21772.3425
|  | 2027-08-01 | 2028-01-28 | 2028-01-28 | 2028 | 339 | Design fee | 74896683.6735 | 202423.4694 | 20% | 288029.1865 | 85605.7171 | 263697.9538 | 61274.4844 |  | 20% | 404846.9388 | 202423.4694 | 404846.9388 | 202423.4694 | 404846.9388 | 202423.4694 | 1 | 202423.4694 | 36237.25
|  | 2027-08-01 | 2028-01-28 | 2027-11-29 | 2027 | 33 | Compensation | 15000000 | 40540.5405 | 20% | 59433.9874 | 18893.4469 | 54413.3081 | 13872.7676 |  | 20% | 81081.0811 | 40540.5405 | 81081.0811 | 40540.5405 | 81081.0811 | 40540.5405 | 1 | 40540.5405 | 7924.2001
| Building permit - Substation, switching station | 2028-01-28 | 2028-01-28 | 2028-01-28 | 2028 | 339 | Administrative fee | 6000000 | 16216.2162 | 20% | 23074.1207 | 6857.9045 | 21124.937 | 4908.7208 |  | 20% | 32432.4324 | 16216.2162 | 32432.4324 | 16216.2162 | 32432.4324 | 16216.2162 | 1 | 16216.2162 | 2902.979
|  | 2027-08-01 | 2028-01-28 | 2028-01-28 | 2028 | 339 | Design fee | 45178571.4286 | 122104.2471 | 20% | 173742.635 | 51638.3879 | 159065.7457 | 36961.4986 |  | 20% | 244208.4942 | 122104.2471 | 244208.4942 | 122104.2471 | 244208.4942 | 122104.2471 | 1 | 122104.2471 | 21858.7407 | FEP Split | 70%
| Building permit - BESS | 2028-01-28 | 2028-01-28 | 2028-01-28 | 2028 | 339 | Administrative fee | 4590000 | 12405.4054 | 20% | 17651.7023 | 5246.2969 | 16160.5768 | 3755.1714 |  | 20% | 24810.8108 | 12405.4054 | 24810.8108 | 12405.4054 | 24810.8108 | 12405.4054 | 1 | 12405.4054 | 2220.7789 | Bank quarantee % | 6%
|  | 2027-08-01 | 2028-01-28 | 2028-01-28 | 2028 | 339 | Design fee | 35000000 | 94594.5946 | 20% | 134599.0374 | 40004.4428 | 123228.7991 | 28634.2045 |  | 20% | 189189.1892 | 94594.5946 | 189189.1892 | 94594.5946 | 189189.1892 | 94594.5946 | 1 | 94594.5946 | 16934.0442 | DSA / success fee (EUR/MW/yr) | 2500
| HEPURA permit | 2029-01-08 | 2029-03-24 | 2029-01-08 | 2029 | 358 | Administrative fee | 20000000 | 54054.0541 | 20% | 64657.5342 | 10603.4802 | 59195.5964 | 5141.5424 | W+BESS | 20% | 108108.1081 | 54054.0541 | 108108.1081 | 54054.0541 | 108108.1081 | 54054.0541 | 1 | 54054.0541 | 4718.5487 | DSA accrual start (signing) | 2026-10-26
|  | 2028-11-09 | 2028-11-09 | 2028-11-09 | 2028 | 53 | Report fee | 12000000 | 32432.4324 | 20% | 40049.167 | 7616.7345 | 36666.0182 | 4233.5857 | W+BESS | 20% | 64864.8649 | 32432.4324 | 64864.8649 | 32432.4324 | 64864.8649 | 32432.4324 | 1 | 32432.4324 | 3342.923 | Exit date | 2029-12-31
| Legal costs | Continuous | Continuous | Continuous | 2027 | 0 | Legal costs | 7400000 | 20000 | 20% | 28800 | 8800 | 26367.1233 | 6367.1233 |  | 20% | 40000 | 20000 | 40000 | 20000 | 40000 | 20000 | 1 | 20000 | 3718.42 |  | Exit: 2029.06.30. |  | TERM SHEET Exit: 2029.06.30. |  |  | NEW FEP proposal EXit: 2029.12.31. |  |  |  | OLD FEP proposal EXit: 2029.12.31 | [6 empty] | FEP proposal EXit: 2029.12.31
| Financial costs | Continuous | Continuous | Continuous | 2027 | 0 | Financial costs | 29600000 | 80000 | 20% | 115200 | 35200 | 105468.4932 | 25468.4932 |  | 20% | 160000 | 80000 | 0 | 0 | 0 | 0 | 0 | 0 | 0 |  | EUR | EUR/MW | EUR | EUR/MW |  |  | EUR | EUR/MW |  |  | EUR | EUR/MW | [5 empty] | EUR | EUR/MW
| Other costs (HR, car etc.) | Continuous | Continuous | Continuous | 2027 | 0 | Other costs (HR, car etc.) | 18500000 | 50000 | 20% | 72000 | 22000 | 65917.8082 | 15917.8082 |  | 20% | 100000 | 50000 | 0 | 0 | 0 | 0 | 0 | 0 | 0 | Purchase price | 30000000 | 150000 | 30000000 | 150000 |  | Purchase price | 30000000 | 150000 |  | Purchase price | 30000000 | 150000 |  |  |  |  | Purchase price | 30000000 | 150000
| RtB | 2029-03-24 | 2029-03-24 | 2029-03-24 | 2029 | 283 | Land purchase price | 91200000 | 246486.4865 | 20% | 284708.7745 | 38222.288 | 260658.0333 | 14171.5468 |  | 20% | 492972.973 | 246486.4865 | 0 | 0 | 0 | 0 | 0 | 0 | 0 | Total interest | 7143669.1525 | 35718.3458 | 60694745.7834 | 303473.7289 |  | Transaction costs | 500000 | 2500 |  | Transaction costs | 150000 | 750 |  |  |  |  | Transaction costs | 500000 | 2500
| Contingency | Continuous | Continuous | Continuous | 2028 | 0 | Contingency | 106258615.6245 | 287185.4476 | 20% | 344622.5372 | 57437.0895 | 315510.5877 | 28325.14 |  | 20% | 574370.8953 | 287185.4476 | 463294.9493 | 231647.4747 | 463294.9493 | 231647.4747 |  | 231647.4747 | 20616.6252 | DSA | 1500000 | 7500 | 1500000 | 7500 |  | Total interest | 8170313.0268 | 40851.5651 |  | Total interest | 11255602.6109 | 56278.0131 |  |  |  |  | Total interest | 8170313.0268 | 40851.5651
| TOTAL WITH BONDS AND CONN FEE | [6 empty] | 22460451775.8694 | 60703923.7186 |  | 70642902.3239 | 9938978.6053 | 67174350.2713 | 6470426.5528 |  |  | 121398669.502 | 60694745.7834 | 68263319.0427 | 8170313.0268 | 71348608.6268 | 11255602.6109 |  | 60093006.0159 | 7457250.612 | Profit - total | 21356330.8475 | 106781.6542 | 0 | 0 |  | DSA | 1590277.7778 | 7951.3889 |  | DSA | 1500000 | 7500 |  |  |  |  | DSA | 1590277.7778 | 7951.3889
| TOTAL WITH BONDS AND CONN FEE /MW (FOR WIND) | [6 empty] | 112302258.8793 | 303519.6186 |  | 353214.5116 | 49694.893 | 335871.7514 | 32352.1328 |  |  | 606993.3475 | 303473.7289 | 341316.5952 | 40851.5651 | 356743.0431 | 56278.0131 |  |  |  | Profit FGX | 14949431.5933 | 74747.158 | 0 | 0 |  | Distributable proceeds | 19739409.1954 | 98697.046 |  | Distributable proceeds | 17094397.3891 | 85471.9869 |  |  |  |  | Distributable proceeds | 19739409.1954 | 98697.046
| TOTAL WITHOUT BONDS AND CONN FEE | [6 empty] | 1168844771.8694 | 2980146.6807 |  | 4560253.4477 | 1401213.5237 | 4175728.1372 | 1016688.2132 |  |  | 6308901.9128 | 3149861.9888 | 5264696.9085 | 2716574.6873 | 5265959.7506 | 2717837.5293 |  | 2548122.2213 |  | Profit FGX + interest | 22093100.7457 | 110465.5037 | 30000000 | 150000
| TOTAL WITHOUT BONDS AND CONN FEE /MW (FOR WIND) | [6 empty] | 5844223.8593 | 14900.7334 |  | 22801.2672 | 7006.0676 | 20878.6407 | 5083.4411 |  |  | 31544.5096 | 15749.3099 | 26323.4845 | 13582.8734 | 26329.7988 | 13589.1876 |  |  |  | Profit Ventus+Solementore | 6406899.2543 | 32034.4963 | 0 | 0 |  | Devex | 2548122.2213 | 12740.6111 |  | Devex | 2980146.6807 | 14900.7334 |  |  |  |  | Devex | 2548122.2213 | 12740.6111
| TOTAL BONDS AND CONN FEE | [6 empty] | 21291607004 | 57544883.7946 |  | 66082648.8762 | 8537765.0816 | 62998622.1341 | 5453738.3395 |  |  | 115089767.5892 | 57544883.7946 | 62998622.1341 | 5453738.3395 | 66082648.8762 | 8537765.0816 |  | 57544883.7946 |  | Profit + DSA Ventus+Solementore | 7906899.2543 | 39534.4963 | 1500000 | 7500 | [9 empty] | Diff
[32 empty] | Profit FGX | 13817586.4368 | 69087.9322 | 70% | Profit FGX | 11966078.1724 | 59830.3909 | 70% | Profit FGX | 1851508.2644 | 9257.5413 | Profit FGX | 13817586.4368 | 69087.9322 | 70%
[32 empty] | Profit FGX + interest - Devex | 19439777.2423 | 97198.8862 | 64.8% | Profit FGX + interest - Devex | 20241534.1025 | 101207.6705 | 67.47% | Profit FGX + interest - Devex | -801756.8602 | -4008.7843 | Profit FGX + interest - Devex | 19439777.2423 | 97198.8862 | 64.8%
[32 empty] | Profit Ventus+Solementore | 5921822.7586 | 29609.1138 | 30% | Profit Ventus+Solementore | 5128319.2167 | 25641.5961 | 30% | Profit Ventus+Solementore | 793503.5419 | 3967.5177 | Profit Ventus+Solementore | 5921822.7586 | 29609.1138 | 30%
[32 empty] | Profit + DSA Ventus+Solementore | 7512100.5364 | 37560.5027 | 25.04% | Profit + DSA Ventus+Solementore | 6628319.2167 | 33141.5961 | 22.09% | Profit + DSA Ventus+Solementore | 883781.3197 | 4418.9066 | Profit + DSA Ventus+Solementore | 7512100.5364 | 37560.5027 | 25.04%
Disclaimers: 1. The connection fee will be defined based on the declaration of the SPV and the TSO's procedure (direct costst). 2. The met mast costs were calculated based on a previous offer without site visit. 3. The environmental, archaeological, geotechnical assessment, topography fee and other project development fees were calculated based on the respective fees of PV projects in Hungary. 4. Significant legislative changes are expected in connection with the cable right permitting, the associated costs cannot be accurately determined as of yet. Expectations are included. B59 5. The design fee is calculated based on a non binding offer, it will be updated with finalized technical details. 6. Items proivided by bank guarantee are calculated with a 6% interest. 7. Interest is calculated with the exact dates. 8. The TSO/DSO application bond cannot be provided in bank guarantee, therefore it is calculated as a cash deposit and the indirect connection fee is deducted with it. 9. With the MEKH performance bond an extra 50% is calculated.
[32 empty] | Cases – NEW FEP proposal (sale 31/12/2029) | EUR | EUR/MW | k€ / mHUF
Inputs
[32 empty] | Bank guarantee fee (% p.a., all-in) | 6%
[32 empty] | Cost of capital – cash-funded items (% p.a., Bora MOIC standard) | 8.9%
[32 empty] | Signing fee | 250000
[32 empty] | DD costs | 150000
[32 empty] | Case A – profit without cost of capital | 19439777.2423 | 97198.8862 | 19 440 / 7 193
[32 empty] | Less: signing fee | -250000 | -1250
[32 empty] | Less: DD costs | -150000 | -750
[32 empty] | Less: bank guarantee fees (guarantee-backed securities) | -2852763.421 | -14263.8171
[32 empty] | Less: cost of capital (TSO bond, conn. fee, particip. fee, devex) | -4604487.191 | -23022.436
[32 empty] | Case B – profit after cost of capital | 11582526.6304 | 57912.6332 | 11 583 / 4 286
Formulas:
Expected start date = [Expected start date, row above]+15
Expected start date = [Expected start date, row above]
Expected end date = [Expected start date]
Expected end date = [Expected start date]+30
Expected payment date = [Expected start date]
Expected payment date = [Expected end date]

## Run_Map (hidden)
Run_Map – live result formulas by route (C RtB, D hold to maturity, F sale at COD); read by the Control Panel (live block and data table) and the Tender tie-out
Rows 22–54 match the rows of the Bora sheet (section B) and feed the Control Panel data table; rows 59–83 feed Dashboard section 11.
Metric (project-sheet row) | Sell at RTB (case 1) | Hold-to-maturity (case 2 / 3) | Source | Sale at COD (cases 7 / 8)
FEP net profit (pre-tax) | 6651.0323 | 748949.4752 |  | -119308.345
FEP net profit (post-tax) | 6528.4084 | 680064.2231 |  | -119308.345
FEP IRR (post-tax) | 0.19373 | 0.12119 |  | n/a
FEP NPV (post-tax) | 3016.2863 | 65716.3582 |  | -89533.2425
FEP NPV / Equity | 0.13558 | 0.71961 |  | -1
FEP MOIC | 1.2474 | 6.5773 |  | 0
FEP peak cumulative exposure | 26346.9703 | 121934.8006 |  | 119308.345
Economic profit (RTB) / project NPV (HTM) | 4073.9306 | 60576.6107 |  | -89533.2425
Integrity checks | ALL OK | ALL OK |  | ALL OK / n/a – no COD sale
RTB date → sale date | Jun-29 → Dec-29 | – |  | COD Sep-31 → sale at COD
Gross RTB proceeds / sale price at COD | 33037.4444 | – |  | 0
FEP net profit pre-tax – Case B | 4179.8575 | – |  | 0
FEP net profit post-tax – Case B | 4057.2336 | – |  | 0
Gearing (senior debt / total capex) | – | – |  | 0.55
Sale at COD price per installed MW (after clipping) | – | – |  | 0
Grid connection fee – indirect / direct (mHUF) | 7 307 / 508 | – |  | 7 307 / 508
Total tender securities and grid fees (gross, mHUF) | 11534.6264 | – |  | 11534.6264
Devex – total incl. contingency | 3137.8459 | – |  | 3137.8459
Capex per MW | – | 2189.1189 |  | 2189.1189
Total capex | – | 218911.8874 |  | 218911.8874
Senior debt at COD | – | 126831.6085 |  | 0
Lifetime net generation | – | 8906.9173 |  | –
Average achieved price | – | 146.1666 |  | –
Lifetime revenue | – | 1301893.8088 |  | –
LCOE | – | 100.954 |  | –
Project IRR – unlevered, post-tax | – | 0.11026 |  | –
Equity IRR – levered, post-tax | – | 0.12119 |  | n/a
Payback year | – | 2041 |  | –
Minimum DSCR | – | 1.6664 |  | –
Distributable < 0: FEP's loss beyond its JV share (developer floor) | 0 | – |  | 0
Dashboard target row (section 11; follows row inserts) | Metric | Hold-to-maturity (case 2 → col E, case 3 → col F)
211 | Turbine supply | 950
212 | Capex per MW | 2189.1189
213 | Total capex | 218911.8874
214 | Gearing | 0.55
215 | Senior debt | 126831.6085
217 | Lifetime net generation | 8906.9173
218 | Average achieved price | 146.1666
219 | Lifetime revenue | 1301893.8088
220 | EBITDA margin | 0.78875
221 | LCOE | 100.954
223 | FEP net profit pre-tax | 748949.4752
224 | FEP net profit post-tax | 680064.2231
225 | FEP equity IRR | 0.12119
226 | FEP equity NPV | 65716.3582
227 | FEP NPV / Equity | 0.71961
228 | FEP MOIC | 6.5773
229 | FEP peak exposure | 121934.8006
230 | Payback year | 2041
232 | Project IRR pre-tax | 0.11721
233 | Project IRR post-tax | 0.11026
234 | Project NPV | 60576.6107
235 | Equity IRR | 0.12119
237 | Min DSCR | 1.6664
238 | Downside min DSCR | 0.91023
240 | HTM checks | ALL OK