## Dashboard
Project Bora – Dashboard
Project Bora
Bid strategy – BORA 1 / BORA 2 (2 x 100 MVA, Szombathely)
|  | Version |  | v2
|  | Model date |  | 2026-10-12
|  | Key-assumption set |  | Base
|  | Master check |  | OK
|  | Item | Unit | BORA 1 | BORA 2 | [11 empty] | Key assumptions | Unit | Live
x |  | The bid: commitments, points and impact vs the zero bid (macro) |  | BORA 1 | BORA 2 | Offerable range | Points B1 | Points B2 | Δ RtB profit €m B1 | Δ RtB profit €m B2 | Δ COD IRR B1 | Δ COD IRR B2 | Δ HTM IRR B1 | Δ HTM IRR B2 | Δ securities €m B1 | Δ securities €m B2 | Key-assumption set
|  | Municipal one-off (ÖSZ-1) | EUR k/MW | 50 | 50 | 0 or 10–50 | 20 | 20 | 0 | 0 | -1.163% | -1.163% | -0.4267% | -0.4267% | 0 | 0 | Key-assumption set | text | Base
|  | Community contribution (ÖSZ-2) | EUR/MWh | 3 | 2.01 | 0 or 2–3 | 15 | 0.75 | 0 | 0 | -2.566% | -1.71% | -0.6084% | -0.4071% | 0 | 0
|  | Overbuild (ÖSZ-3) | % | 51% | 40% | ≥ 0 % | 10 | 9 | -0.47202 | -0.37021 | -1.149% | -0.9018% | -0.2454% | -0.1932% | 1.4182 | 1.1123 | Key assumptions (live)
|  | BESS power, share of MVA (ÖSZ-4) | % | 51% | 40% | ≤ wind MW | 15 | 13.5 | -0.37074 | -0.29078 | -6.508% | -5.109% | -1.239% | -0.9863% | 2.7945 | 2.1918 | Chinese turbines (0 EU, 1 CN) | flag | 0
|  | BESS duration | h | 4 | 4 | ≥ 4 h | [10 empty] | RtB price | EUR k/MVA | 150
|  | Performance security multiple (ÖSZ-6) | x | 1 | 1 | ≥ 1.0 | 0 | 0 | 0 | 0 | 0% | 0% | 0% | 0% | 0 | 0 | COD price, EU | EUR k/MW | 2450
|  | Partial award accepted (ÖSZ-5) | flag | 1 | 1 | 0 / 1 | 5 | 5 | 0 | 0 | 0% | 0% | 0% | 0% | 0 | 0 | Turbine price, EU | EUR k/MW | 600
|  | Brownfield site (ÖSZ-7) | flag | 0 | 0 | 0 / 1 | 0 | 0 | 0 | 0 | 0% | 0% | 0% | 0% | 0 | 0 | PPA price at COD | EUR/MWh | 90
|  | Shared connection (ÖSZ-8) | flag | 1 | 1 | 0 / 1 | 5 | 5 | 0 | 0 | 0% | 0% | 0% | 0% | 0 | 0 | Gearing, EU | % | 60%
|  | EU turbines ≥ 80 % (ÖSZ-9) | flag | 1 | 1 | 0 / 1 | 12 | 12 | 0 | 0 | 0% | 0% | 0% | 0% | 0 | 0 | Debt rate | % | 5%
|  | EU transformers ≥ 80 % (ÖSZ-9) | flag | 1 | 1 | 0 / 1 | 3 | 3 | 0 | 0 | 0% | 0% | 0% | 0% | 0 | 0 | Discount rate | % | 8%
[17 empty] | COD | date | 2031-09-30
x |  | Returns at a glance |  | BORA 1 | BORA 2 | Zero bid | Δ B1 | Δ B2 | [8 empty] | FX | HUF/EUR | 365
|  | Points, live turbine route | points | 85 | 68.25 | 0 | [10 empty] | Interest freeze on | flag | 1
|  | FEP profit – RtB route | EUR m | 6.5468 | 6.7285 | 7.3895 | -0.84276 | -0.66099 | [8 empty] | Overbuild built | flag | 0
|  | FEP IRR – RtB route | % | 22.15% | 22.91% | 25.78% | -3.632% | -2.868% | [8 empty] | BESS built | flag | 1
|  | FEP IRR – sale at COD | % | 37.85% | 40.46% | 49.56% | -11.72% | -9.105% | [8 empty] | Sanction regime (1 pro rata, 2 full) | flag | 1
|  | FEP NPV – sale at COD | EUR m | 30.7549 | 33.6411 | 44.6106 | -13.8557 | -10.9694 | [8 empty] | ÖSZ-4 basis (0 MVA, 1 wind) | flag | 0
|  | FEP IRR – hold to maturity | % | 9.491% | 9.95% | 11.87% | -2.375% | -1.916%
|  | FEP NPV – hold to maturity | EUR m | 13.3632 | 17.1991 | 31.4248 | -18.0617 | -14.2257
|  | Total commitment | EUR m | 171.2138 | 167.289 | 147.7997 | 23.4141 | 19.4893
x |  | Commitment overview (total in Returns at a glance) |  | BORA 1 | BORA 2
|  | Securities: cash posted and guarantee outstanding | EUR m | 8.2347 | 7.326
|  | Devex, land, signing and DD | EUR m | 3.5196 | 3.5196
|  | Construction capex incl. connection fees, municipal, pre-COD lease | EUR m | 150.9129 | 148.2729
|  | Financing: IDC, debt fees, guarantee fees | EUR m | 8.5466 | 8.1705
|  | Memo, not in the total: PB call if overbuild not built | EUR m | 1.4182 | 1.1123
|  | Memo, not in the total: full PB call | EUR m | 6.9936 | 6.0849
x |  | Points and validity |  | BORA 1 | BORA 2
|  | Wind committed | MW | 151 | 140
|  | Wind built | MW | 100 | 100
|  | BESS committed | MW | 51 | 40
|  | Capacity tests (group cap, overbuild, BESS ≤ wind, 4 h) | flag | OK | OK
|  | Commitments within the offerable range | flag | OK | OK
x |  | Securities and fees |  | BORA 1 | BORA 2 | Form | Posted | Released
|  | Participation fee | EUR m | 0.0082192 | 0.0082192 | cash | 2026-10-30 | –
|  | Bid security | EUR m | 1.3987 | 1.217 | guarantee | 2026-10-30 | 2026-12-28
|  | Performance security | EUR m | 6.9936 | 6.0849 | guarantee | 2026-12-28 | exit / PB release
|  | TSO connection-request security | EUR m | 1.2329 | 1.2329 | cash | 2026-12-30 | credited
|  | Direct connection fee | EUR m | 1.3927 | 1.3927 | cash | 2029-01-08 | –
|  | Indirect connection fee, net | EUR m | 18.7867 | 18.7867 | cash | 2029-01-08 | –
|  | Connection capacity at risk | MVA | 33.7748 | 28.5714
|  | 3-year group exclusion possible (if the PB loss counts as a call) | flag | 1 | 1
x |  | RtB exit |  | BORA 1 | BORA 2
|  | RtB exit date (a quarter end) | date | 2029-12-31 | 2029-12-31
|  | RtB price | EUR m | 15 | 15
|  | Exit waterfall (paid) |  | BORA 1 | BORA 2
|  | Cash available (price + buyer reimbursement) | EUR m | 36.8427 | 36.8427
|  | Sale costs | EUR m | 0.5 | 0.5
|  | Recoverable principal | EUR m | 21.4123 | 21.4123
|  | 12 % return | EUR m | 1.5645 | 1.5645
|  | Land principal | EUR m | 0.43044 | 0.43044
|  | At-risk return (20 %, 2x floor) | EUR m | 3.1196 | 3.1196
|  | 6 % guarantee return | EUR m | 1.1205 | 0.9749
|  | DSA | EUR m | 1.2007 | 1.1132
|  | Distributable at the exit | EUR m | 7.4947 | 7.7277
|  | Exit split, devex-file view |  | BORA 1 | BORA 2
|  | FEP: claims + 70 % | EUR m | 11.0509 | 11.0685
|  | A.RES: DSA + 30 % | EUR m | 3.4491 | 3.4315
|  | Total | EUR m | 14.5 | 14.5
|  | FEP per installed wind MW | EUR k/MW | 73.185 | 79.0606
|  | A.RES per installed wind MW | EUR k/MW | 22.8415 | 24.5108
|  | Total per installed wind MW | EUR k/MW | 96.0265 | 103.5714
|  | FEP result – RtB route |  | BORA 1 | BORA 2
|  | Receipts at the exit | EUR m | 32.8936 | 32.9112
|  | Outlays: devex, land, deposits, connection fees, signing | EUR m | -24.9401 | -24.9401
|  | Guarantee fees (6 % carry) | EUR m | -1.2782 | -1.1121
|  | Tax at the exit | EUR m | -0.12862 | -0.13046
|  | FEP profit | EUR m | 6.5468 | 6.7285
|  | FEP MOIC – RtB route | x | 1.2497 | 1.2583
|  | FEP NPV – RtB route | EUR m | 3.3285 | 3.4851
x |  | Sale at COD |  | BORA 1 | BORA 2
|  | All-in cost to COD | EUR m | 164.2202 | 161.2041
|  | All-in cost per built MW | EUR k/MW | 1642.2022 | 1612.0408
|  | Sale price (built MW, after bottleneck loss) | EUR m | 245 | 245
|  | COD price effect (community, sanction) | EUR m | -3.8391 | -1.095
|  | Debt repaid at COD | EUR m | 94.2205 | 92.5655
|  | FEP proceeds at COD | EUR m | 124.4424 | 127.1911
|  | FEP profit – sale at COD | EUR m | 54.4426 | 58.5525
|  | FEP MOIC – sale at COD | x | 1.7778 | 1.8531
x |  | Hold to maturity |  | BORA 1 | BORA 2
|  | FEP MOIC – hold to maturity | x | 4.8934 | 5.1257
|  | Minimum DSCR (memo) | x | 1.3285 | 1.3688
x |  | Stored results by key-assumption set |  | Live |  | Base | Overbuild built | Full PB call | Freeze off | Low premium | ÖSZ-4 on wind
|  | Points, live turbine route – BORA 1 | points | 85 |  | 85 | 85 | 85 | 85 | 85 | 80.5
|  | Points, live turbine route – BORA 2 | points | 68.25 |  | 68.25 | 68.25 | 68.25 | 68.25 | 68.25 | 63.75
|  | FEP profit – RtB route – BORA 1 | EUR m | 6.5468 |  | 6.5468 | 6.5468 | 6.5468 | 6.873 | 3.0468 | 6.5468
|  | FEP profit – RtB route – BORA 2 | EUR m | 6.7285 |  | 6.7285 | 6.7285 | 6.7285 | 7.0482 | 3.2285 | 6.7285
|  | FEP IRR – sale at COD – BORA 1 | % | 37.85% |  | 37.85% | 54.45% | 35.78% | 38.15% | 37.85% | 37.85%
|  | FEP IRR – sale at COD – BORA 2 | % | 40.46% |  | 40.46% | 53.84% | 38.66% | 40.75% | 40.46% | 40.46%
|  | FEP IRR – hold to maturity – BORA 1 | % | 9.491% |  | 9.491% | 11.49% | 9.051% | 9.537% | 9.643% | 9.491%
|  | FEP IRR – hold to maturity – BORA 2 | % | 9.95% |  | 9.95% | 11.59% | 9.537% | 9.998% | 10.11% | 9.95%
|  | Distributable at the exit – BORA 1 | EUR m | 7.4947 |  | 7.4947 | 7.4947 | 7.4947 | 5.9414 | 2.4947 | 7.4947
|  | Distributable at the exit – BORA 2 | EUR m | 7.7277 |  | 7.7277 | 7.7277 | 7.7277 | 6.2054 | 2.7277 | 7.7277
|  | All-in cost to COD – BORA 1 | EUR m | 164.2202 |  | 164.2202 | 217.8996 | 164.2202 | 164.2202 | 164.2202 | 164.2202
|  | All-in cost to COD – BORA 2 | EUR m | 161.2041 |  | 161.2041 | 203.3055 | 161.2041 | 161.2041 | 161.2041 | 161.2041
***END***

## Inputs
Project Bora – Inputs and scenarios
| Scenario selected |  | Set on the Dashboard | Base
| Scenario number |  |  | 1
| Input | Unit | Source / note | Live | Base | Overbuild built | Full PB call | Freeze off | Low premium | ÖSZ-4 on wind
x |  | Constants
| Thousand | # | Scale | 1000
| Million | # | Scale | 1000000
| Days In Year | days | Day count for year fractions and XIRR | 365
| Months In Year | months |  | 12
| Months Per Period | months | Timeline periodicity (quarterly) | 3
| Tolerance | # | Check and solver tolerance | 1e-06
x |  | Timing
| Model start date | date | Timeline start | 2026-07-01 | 2026-07-01
| Signing fee and DD paid | date | Old engine Inputs E27 | 2026-07-31 | 2026-07-31
| Signing (DSA accrual start) | date | Old engine Inputs E70 | 2026-10-26 | 2026-10-26
| Devex contingency paid | date | Old engine Devex_FEP row 38 | 2028-12-31 | 2028-12-31
| Notice to proceed | date | Old engine Inputs E154 | 2029-09-30 | 2029-09-30
| Commercial operation date | date | Bora!N16 | 2031-09-30 | 2031-09-30
| Operating life | years | Old engine Inputs E157 | 30 | 30
| Interest freeze start | date | Old engine Inputs E64 | 2029-06-30 | 2029-06-30
| Interest freeze end (accrual resumes) | date | Old engine Inputs E73 | 2030-01-01 | 2030-01-01
| Interest freeze on (1 = yes) | flag | User 09-Oct-26 (Inputs E64) | 1 | 1 |  |  | 0
| Sanction paid after COD | months | Kiírás XIII.17; old Tender E31 | 6 | 6
x |  | Money, tax and JV
| FX rate | HUF/EUR | Old engine Inputs E11 | 365 | 365
| Corporate income tax | % | Old engine Inputs E12 | 9% | 9%
| Signing fee to current owners | EUR k | Old engine Inputs E24 | 250 | 250
| Transaction and DD costs | EUR k | Old engine Inputs E25 | 150 | 150
| Sale costs at exit | EUR k | Old engine Inputs E26 | 500 | 500
| FEP share of distributable proceeds | % | Old engine Inputs E33 | 70% | 70%
| Developer success fee (DSA) per year | EUR k/MW | Old engine Inputs E36 | 2.5 | 2.5
| DSA cap | EUR k/MW | Old engine Inputs E37 | 10 | 10
x |  | Tender
| Points rounded to decimals | # | Kiírás X.1 b | 2
| Net connection capacity per bid | MVA | Old engine Calc E74 | 100 | 100
| Cap per group per node | MVA | Kiírás V.2 | 100 | 100
| Build shortfall tolerated without sanction | % | GYIK 28, 30 | 10% | 10%
| Minimum BESS duration | h | Kiírás Annex 8; GYIK Q5 | 4 | 4
| ÖSZ-4 basis (0 = net MVA, 1 = committed wind) | flag | User 12-Oct-26; GYIK Q20 = 1 | 0 | 0 |  |  |  |  | 1
x |  | Deposits and fees (timeline order)
| Security base: benchmark investment, wind | mHUF/MW | Kiírás Annex 2 | 406 | 406
| Security base: benchmark investment, BESS | mHUF/MWh | Kiírás Annex 2 | 200 | 200
| Bid submission: fee paid, bid security posted | date | Kiírás VI.5; Old engine Inputs E95 | 2026-10-30 | 2026-10-30
| Participation fee per bid (cash, not refunded) | mHUF | Kiírás VI.4 | 3 | 3
| Bid security (guarantee), share of base | % | Kiírás VIII.2 | 0.5% | 0.5%
| Award decision | date | Old engine Inputs E96 | 2026-12-13 | 2026-12-13
| Performance security posted after award (bid released) | days | Kiírás XII.5, GYIK 68 | 15 | 15
| Performance security (guarantee), minimum share of base | % | Kiírás XII.3 | 2.5% | 2.5%
| Connection request: TSO security posted | date | Old engine Inputs E97 | 2026-12-30 | 2026-12-30
| TSO security (cash, credited to the indirect fee) | mHUF/MVA | Old engine Inputs E83 | 4.5 | 4.5
| Connection agreement (HCSSZ): fees paid | date | Old engine Inputs E99 | 2029-01-08 | 2029-01-08
| Direct connection fee per connection point (cash) | mHUF | BORA_Devex 02-Oct row 19 | 508.3458 | 508.3458
| Indirect connection fee (cash) | mHUF/MVA | BORA_Devex 02-Oct row 18 | 73.0713 | 73.0713
| Performance security released (hold route) | date | Kiírás XII.8 (COD deadline + 6 m) | 2033-03-31 | 2033-03-31
| Bank guarantee fee on guarantees outstanding | % | Old engine Inputs E113 | 6% | 6%
x |  | FEP claims and fees
| Return on cash lines | % | BORA_Devex 02-Oct V18 | 12% | 12%
| Return on guarantee face value | % | BORA_Devex 02-Oct V17 | 6% | 6%
| Return on devex and land (at risk) | % | BORA_Devex 02-Oct V19 | 20% | 20%
| Minimum multiple on at-risk principal | x | BORA_Devex 02-Oct V20 | 2 | 2
| Contingency on devex, land and fee | % | Old engine Inputs E68 | 10% | 10%
x |  | Exit prices
| RtB price (no price effect) | EUR k/MVA | Bora!N5; user 12-Oct-26 | 150 | 150 |  |  |  | 100
| FEP discount rate (NPV, price PV) | % | Old engine Inputs E253 | 8% | 8%
| Sale price at COD per built MW, EU turbines | EUR k/MW | Bora!N6 | 2450 | 2450
| Sale price at COD per built MW, CN turbines | EUR k/MW | Bora!N7 | 2100 | 2100
| COD price reference: community contribution | EUR/MWh | Bora!E7 | 2 | 2
| COD price effect passed into the price | % | Old engine Tender E30 | 100% | 100%
| Buyer discount rate | % | Old engine Inputs E224 | 8% | 8%
x |  | Build switches
| Overbuild built (1 = yes) | flag | SPEC v2 §6 (set = meeting file) | 0 | 0 | 1
| BESS built (1 = yes) | flag | SPEC v2 §6 | 1 | 1
| Sanction regime (1 pro rata, 2 full call) | flag | GYIK 28/30 (1); Kiírás XIII.17, GYIK 72 (2) | 1 | 1 |  | 2
| Energy lost on overbuilt MW | % | Bora!N18 | 5% | 5%
x |  | Capex
| Chinese turbines (0 EU, 1 CN) | flag | User 12-Oct-26 (SPEC v2.1) | 0 | 0
| Turbine supply, EU | EUR k/MW | User 12-Oct-26 (SPEC v2.1) | 600 | 600
| Turbine supply, CN | EUR k/MW | Old engine Calc G101 | 500 | 500
| Other wind capex (install, foundations, BoP, owner, land) | EUR k/MW | Old engine Inputs E163:E166, E169:E170 | 355 | 355
| Substation and 132 kV bay, EU | EUR k | Old engine Inputs E167 | 12000 | 12000
| Substation and 132 kV bay, CN | EUR k | Old engine Tender E29 | 10800 | 10800
| Contingency on wind and substation capex | % | Old engine Inputs E171 | 5% | 5%
| BESS capex | EUR k/MW | User 12-Oct-26 | 240 | 240
x |  | Operations
| Net P50 hours | h/yr | Old engine Inputs E179 | 2460 | 2460
| Curtailment | % | Old engine Inputs E181 | 2% | 2%
| Degradation per year | % | Old engine Inputs E182 | 0.3% | 0.3%
| PPA price at COD (whole life) | EUR/MWh | User 12-Oct-26 (SPEC v2.1) | 90 | 90
| PPA escalation | % | Old engine Inputs E192 | 1% | 1%
| Variable opex (balancing 4, grid 1) | EUR/MWh | Old engine Inputs E194:E195 | 5 | 5
| Fixed opex (O&M, BoP, insurance, AM, property tax) | EUR k/MW | Old engine Inputs E201:E202, E204:E206 | 22 | 22
| Land lease from NTP | EUR k/MW | Old engine Inputs E203 | 3 | 3
| Administration | EUR k | Old engine Inputs E207 | 150 | 150
| Opex contingency | % | Old engine Inputs E208 | 5% | 5%
| Opex escalation from the COD year | % | Old engine Inputs E209 | 2.5% | 2.5%
| MEKH fee | % | Old engine Inputs E196 | 0.1% | 0.1%
| Local business tax (HIPA) | % | Old engine Inputs E210 | 2% | 2%
x |  | Debt and tax
| Gearing on capex, connection, municipal, EU | % | Old engine Inputs E217 | 60% | 60%
| Gearing on capex, connection, municipal, CN | % | Old engine case 3 | 50% | 50%
| Debt interest rate | % | Old engine Inputs E218 | 5% | 5%
| Upfront fee | % | Old engine Inputs E219 | 1.75% | 1.75%
| Commitment fee on undrawn debt | % | Old engine Inputs E222 | 0.9% | 0.9%
| Annuity tenor from COD | years | Old engine Inputs E220 | 10 | 10
| Tax depreciation period | years | Old engine Inputs E213 | 20 | 20
***END***
Formulas:
Live = IF(INDEX([Base]:O19,1,Scenario_Selected)="",[Base],INDEX([Base]:O19,1,Scenario_Selected))

## Curves
Project Bora – Time-series inputs
x |  | Tender scoring bands |  | Kiírás Annex 3-4; old engine Tender D93:F161
|  |  |  | Weight / min | Max |  | Bands →
|  | ÖSZ-1 municipal one-off – lower bound | EUR k/MW | 10 | 50 |  | 10 | 15 | 20 | 25 | 30 | 35 | 40 | 45 | 50
|  | ÖSZ-1 municipal one-off – lower bound included | flag |  |  |  | 0 | 0 | 0 | 0 | 0 | 0 | 0 | 0 | 1
|  | ÖSZ-1 municipal one-off – inner points (below, bands) | points | 20% |  |  | 0 | 10 | 20 | 30 | 40 | 55 | 70 | 80 | 90 | 100
|  | ÖSZ-2 community contribution – lower bound | EUR/MWh | 2 | 3 |  | 2 | 2.1 | 2.2 | 2.3 | 2.4 | 2.5 | 2.6 | 2.7 | 2.8 | 2.9 | 3
|  | ÖSZ-2 community contribution – lower bound included | flag |  |  |  | 0 | 0 | 0 | 0 | 0 | 0 | 0 | 0 | 0 | 0 | 1
|  | ÖSZ-2 community contribution – inner points (below, bands) | points | 15% |  |  | 0 | 5 | 10 | 20 | 30 | 40 | 50 | 60 | 70 | 80 | 90 | 100
|  | ÖSZ-3 overbuild – lower bound | % |  |  |  | 0.02 | 0.05 | 0.1 | 0.15 | 0.2 | 0.25 | 0.3 | 0.35 | 0.4 | 0.5
|  | ÖSZ-3 overbuild – lower bound included | flag |  |  |  | 0 | 1 | 1 | 1 | 1 | 1 | 1 | 1 | 1 | 0
|  | ÖSZ-3 overbuild – inner points (below, bands) | points | 10% |  |  | 0 | 10 | 20 | 30 | 40 | 50 | 60 | 70 | 80 | 90 | 100
|  | ÖSZ-4 BESS ratio – lower bound | % | 0.05 |  |  | 0.02 | 0.05 | 0.1 | 0.15 | 0.2 | 0.25 | 0.3 | 0.35 | 0.4 | 0.5
|  | ÖSZ-4 BESS ratio – lower bound included | flag |  |  |  | 0 | 1 | 1 | 1 | 1 | 1 | 1 | 1 | 1 | 0
|  | ÖSZ-4 BESS ratio – inner points (below, bands) | points | 15% |  |  | 0 | 10 | 20 | 30 | 40 | 50 | 60 | 70 | 80 | 90 | 100
|  | ÖSZ-6 performance security multiple – lower bound | x |  |  |  | 1 | 1.2 | 1.3 | 1.4 | 1.5 | 1.6 | 1.7 | 1.8 | 1.9 | 2
|  | ÖSZ-6 performance security multiple – lower bound included | flag |  |  |  | 0 | 1 | 1 | 1 | 1 | 1 | 1 | 1 | 1 | 1
|  | ÖSZ-6 performance security multiple – inner points (below, bands) | points | 5% |  |  | 0 | 10 | 20 | 30 | 40 | 50 | 60 | 70 | 80 | 90 | 100
|  | ÖSZ-5 partial award – inner points | points | 5% |  |  | 0: 100
|  | ÖSZ-7 brownfield – inner points | points | 10% |  |  | 0: 100
|  | ÖSZ-8 shared connection – inner points | points | 5% |  |  | 0: 100
|  | ÖSZ-9 EU turbines – inner points | points | 15% |  |  | 0: 80
|  | ÖSZ-9 EU transformers – inner points | points |  |  |  | 0: 20
x |  | Devex schedule |  | BORA_Devex 25-Sep (meeting file Devex_FEP); excl. Other costs
|  | Line (BORA_Devex row) |  | HUF m | EUR k | EUR k at FX | 0: Pay date; 10: Land
|  | r14 Capacity allocation process - Awarding – Land reservation fee |  | 0 | 55.65 | 55.65 | 0: 2027-02-13; 10: 1
|  | r15 Land purchase price |  | 45.6 | 0 | 124.9315 | 0: 2027-02-13; 10: 1
|  | r16 Grid connection plan – Design fee |  | 59.1429 | 0 | 162.0352 | 0: 2028-08-11; 10: 0
|  | r17 Administrative fee |  | 0.75054 | 0 | 2.0563 | 0: 2028-08-11; 10: 0
|  | r20 Land contracting (additional land) – Legal fee, agent fee |  | 34.5 | 84 | 178.5205 | 0: 2026-10-01; 10: 0
|  | r21 Wind measurement – Met Masts |  | 0 | 398 | 398 | 0: 2027-03-01; 10: 0
|  | r22 Design fee |  | 3.6 | 0 | 9.863 | 0: 2027-01-01; 10: 0
|  | r23 EYA |  | 0 | 4.5 | 4.5 | 0: 2028-06-28; 10: 0
|  | r24 Land reclassification – Administrative fee |  | 0.96 | 0 | 2.6301 | 0: 2027-12-25; 10: 0
|  | r25 Report fee |  | 8 | 0 | 21.9178 | 0: 2027-07-28; 10: 0
|  | r26 Zoning plan modification – Design fee |  | 50 | 0 | 136.9863 | 0: 2028-02-23; 10: 0
|  | r27 Municipality donation – Donation |  | 35 | 0 | 95.8904 | 0: 2028-02-23; 10: 0
|  | r28 Environmental assessment – Bird-bat monitoring |  | 14.832 | 0 | 40.6356 | 0: 2027-12-30; 10: 0
|  | r29 Administrative fee |  | 0.04 | 0 | 0.10959 | 0: 2028-04-28; 10: 0
|  | r30 Assessment fee |  | 32.61 | 0 | 89.3425 | 0: 2028-03-29; 10: 0
|  | r31 Other project development – Geotechnical assessment fee |  | 8 | 0 | 21.9178 | 0: 2027-07-28; 10: 0
|  | r32 Archaeological |  | 8 | 0 | 21.9178 | 0: 2027-06-28; 10: 0
|  | r33 Topography |  | 8 | 0 | 21.9178 | 0: 2027-06-28; 10: 0
|  | r34 Building permit - Turbines – Administrative fee |  | 4.59 | 0 | 12.5753 | 0: 2028-01-28; 10: 0
|  | r35 Design fee |  | 138 | 0 | 378.0822 | 0: 2028-01-28; 10: 0
|  | r36 Cable right – Administrative fee |  | 45 | 0 | 123.2877 | 0: 2028-01-28; 10: 0
|  | r37 Design fee |  | 74.8967 | 0 | 205.1964 | 0: 2028-01-28; 10: 0
|  | r38 Compensation |  | 15 | 0 | 41.0959 | 0: 2027-11-29; 10: 0
|  | r39 Building permit - Substation, switching station – Administrative fee |  | 6 | 0 | 16.4384 | 0: 2028-01-28; 10: 0
|  | r40 Design fee |  | 45.1786 | 0 | 123.7769 | 0: 2028-01-28; 10: 0
|  | r41 Building permit - BESS – Administrative fee |  | 4.59 | 0 | 12.5753 | 0: 2028-01-28; 10: 0
|  | r42 Design fee |  | 35 | 0 | 95.8904 | 0: 2028-01-28; 10: 0
|  | r43 HEPURA permit – Administrative fee |  | 20 | 0 | 54.7945 | 0: 2029-01-08; 10: 0
|  | r44 Report fee |  | 12 | 0 | 32.8767 | 0: 2028-11-09; 10: 0
|  | r45 Legal costs |  | 0 | 20 | 20 | 0: 2027-12-31; 10: 0
|  | r46 Financial costs |  | 0 | 80 | 80 | 0: 2027-12-31; 10: 0
|  | r48 RtB – Land purchase price |  | 91.2 | 0 | 249.863 | 0: 2029-03-24; 10: 1
0
0
***END***

## Calc_1
1 |  | Bid number
Project Bora – Calculations – BORA 1
|  | Period start | date | time axis 2026-07-01 to 2061-07-01
|  | Period end | date | time axis 2026-06-30 to 2061-09-30
|  | Days in period | days |  |  |  | 92 | 92 | 90 | 91 | 92 | 92 | 91 | 91 | 92 | 92 | 90 | 91 | 92 | 92 | 90 | 91 | 92 | 92 | 90 | 91 | 92 | 92 | 91 | 91 | 92 | 92 | 90 | 91 | 92 | 92 | 90 | 91 | 92 | 92 | 90 | 91 | 92 | 92 | 91 | 91 | 92 | 92 | 90 | 91 | 92 | 92 | 90 | 91 | 92 | 92 | 90 | 91 | 92 | 92 | 91 | 91 | 92 | 92 | 90 | 91 | 92 | 92 | 90 | 91 | 92 | 92 | 90 | 91 | 92 | 92 | 91 | 91 | 92 | 92 | 90 | 91 | 92 | 92 | 90 | 91 | 92 | 92 | 90 | 91 | 92 | 92 | 91 | 91 | 92 | 92 | 90 | 91 | 92 | 92 | 90 | 91 | 92 | 92 | 90 | 91 | 92 | 92 | 91 | 91 | 92 | 92 | 90 | 91 | 92 | 92 | 90 | 91 | 92 | 92 | 90 | 91 | 92 | 92 | 91 | 91 | 92 | 92 | 90 | 91 | 92 | 92 | 90 | 91 | 92 | 92 | 90 | 91 | 92 | 92 | 91 | 91 | 92 | 92 | 90 | 91 | 92
|  | Year fraction | factor |  |  |  | 0.25205 | 0.25205 | 0.24658 | 0.24932 | 0.25205 | 0.25205 | 0.24932 | 0.24932 | 0.25205 | 0.25205 | 0.24658 | 0.24932 | 0.25205 | 0.25205 | 0.24658 | 0.24932 | 0.25205 | 0.25205 | 0.24658 | 0.24932 | 0.25205 | 0.25205 | 0.24932 | 0.24932 | 0.25205 | 0.25205 | 0.24658 | 0.24932 | 0.25205 | 0.25205 | 0.24658 | 0.24932 | 0.25205 | 0.25205 | 0.24658 | 0.24932 | 0.25205 | 0.25205 | 0.24932 | 0.24932 | 0.25205 | 0.25205 | 0.24658 | 0.24932 | 0.25205 | 0.25205 | 0.24658 | 0.24932 | 0.25205 | 0.25205 | 0.24658 | 0.24932 | 0.25205 | 0.25205 | 0.24932 | 0.24932 | 0.25205 | 0.25205 | 0.24658 | 0.24932 | 0.25205 | 0.25205 | 0.24658 | 0.24932 | 0.25205 | 0.25205 | 0.24658 | 0.24932 | 0.25205 | 0.25205 | 0.24932 | 0.24932 | 0.25205 | 0.25205 | 0.24658 | 0.24932 | 0.25205 | 0.25205 | 0.24658 | 0.24932 | 0.25205 | 0.25205 | 0.24658 | 0.24932 | 0.25205 | 0.25205 | 0.24932 | 0.24932 | 0.25205 | 0.25205 | 0.24658 | 0.24932 | 0.25205 | 0.25205 | 0.24658 | 0.24932 | 0.25205 | 0.25205 | 0.24658 | 0.24932 | 0.25205 | 0.25205 | 0.24932 | 0.24932 | 0.25205 | 0.25205 | 0.24658 | 0.24932 | 0.25205 | 0.25205 | 0.24658 | 0.24932 | 0.25205 | 0.25205 | 0.24658 | 0.24932 | 0.25205 | 0.25205 | 0.24932 | 0.24932 | 0.25205 | 0.25205 | 0.24658 | 0.24932 | 0.25205 | 0.25205 | 0.24658 | 0.24932 | 0.25205 | 0.25205 | 0.24658 | 0.24932 | 0.25205 | 0.25205 | 0.24932 | 0.24932 | 0.25205 | 0.25205 | 0.24658 | 0.24932 | 0.25205
|  | Year | year |  |  |  | 2026 | 2026 | 2027 | 2027 | 2027 | 2027 | 2028 | 2028 | 2028 | 2028 | 2029 | 2029 | 2029 | 2029 | 2030 | 2030 | 2030 | 2030 | 2031 | 2031 | 2031 | 2031 | 2032 | 2032 | 2032 | 2032 | 2033 | 2033 | 2033 | 2033 | 2034 | 2034 | 2034 | 2034 | 2035 | 2035 | 2035 | 2035 | 2036 | 2036 | 2036 | 2036 | 2037 | 2037 | 2037 | 2037 | 2038 | 2038 | 2038 | 2038 | 2039 | 2039 | 2039 | 2039 | 2040 | 2040 | 2040 | 2040 | 2041 | 2041 | 2041 | 2041 | 2042 | 2042 | 2042 | 2042 | 2043 | 2043 | 2043 | 2043 | 2044 | 2044 | 2044 | 2044 | 2045 | 2045 | 2045 | 2045 | 2046 | 2046 | 2046 | 2046 | 2047 | 2047 | 2047 | 2047 | 2048 | 2048 | 2048 | 2048 | 2049 | 2049 | 2049 | 2049 | 2050 | 2050 | 2050 | 2050 | 2051 | 2051 | 2051 | 2051 | 2052 | 2052 | 2052 | 2052 | 2053 | 2053 | 2053 | 2053 | 2054 | 2054 | 2054 | 2054 | 2055 | 2055 | 2055 | 2055 | 2056 | 2056 | 2056 | 2056 | 2057 | 2057 | 2057 | 2057 | 2058 | 2058 | 2058 | 2058 | 2059 | 2059 | 2059 | 2059 | 2060 | 2060 | 2060 | 2060 | 2061 | 2061 | 2061
|  | Period counter | # |  |  |  | 1 | 2 | 3 | 4 | 5 | 6 | 7 | 8 | 9 | 10 | 11 | 12 | 13 | 14 | 15 | 16 | 17 | 18 | 19 | 20 | 21 | 22 | 23 | 24 | 25 | 26 | 27 | 28 | 29 | 30 | 31 | 32 | 33 | 34 | 35 | 36 | 37 | 38 | 39 | 40 | 41 | 42 | 43 | 44 | 45 | 46 | 47 | 48 | 49 | 50 | 51 | 52 | 53 | 54 | 55 | 56 | 57 | 58 | 59 | 60 | 61 | 62 | 63 | 64 | 65 | 66 | 67 | 68 | 69 | 70 | 71 | 72 | 73 | 74 | 75 | 76 | 77 | 78 | 79 | 80 | 81 | 82 | 83 | 84 | 85 | 86 | 87 | 88 | 89 | 90 | 91 | 92 | 93 | 94 | 95 | 96 | 97 | 98 | 99 | 100 | 101 | 102 | 103 | 104 | 105 | 106 | 107 | 108 | 109 | 110 | 111 | 112 | 113 | 114 | 115 | 116 | 117 | 118 | 119 | 120 | 121 | 122 | 123 | 124 | 125 | 126 | 127 | 128 | 129 | 130 | 131 | 132 | 133 | 134 | 135 | 136 | 137 | 138 | 139 | 140 | 141
x |  | Timing and flags
|  | RtB exit | flag | 2029-12-31 |  | 1 | 0 | 0 | 0 | 0 | 0 | 0 | 0 | 0 | 0 | 0 | 0 | 0 | 0 | 1 | 0 | 0 | 0 | 0 | 0 | 0 | 0 | 0 | 0 | 0 | 0 | 0 | 0 | 0 | 0 | 0 | 0 | 0 | 0 | 0 | 0 | 0 | 0 | 0 | 0 | 0 | 0 | 0 | 0 | 0 | 0 | 0 | 0 | 0 | 0 | 0 | 0 | 0 | 0 | 0 | 0 | 0 | 0 | 0 | 0 | 0 | 0 | 0 | 0 | 0 | 0 | 0 | 0 | 0 | 0 | 0 | 0 | 0 | 0 | 0 | 0 | 0 | 0 | 0 | 0 | 0 | 0 | 0 | 0 | 0 | 0 | 0 | 0 | 0 | 0 | 0 | 0 | 0 | 0 | 0 | 0 | 0 | 0 | 0 | 0 | 0 | 0 | 0 | 0 | 0 | 0 | 0 | 0 | 0 | 0 | 0 | 0 | 0 | 0 | 0 | 0 | 0 | 0 | 0 | 0 | 0 | 0 | 0 | 0 | 0 | 0 | 0 | 0 | 0 | 0 | 0 | 0 | 0 | 0 | 0 | 0 | 0 | 0 | 0 | 0 | 0 | 0
|  | Construction share (NTP → COD) | factor | 2029-10-01 | 2031-09-30 | 1 | 0 | 0 | 0 | 0 | 0 | 0 | 0 | 0 | 0 | 0 | 0 | 0 | 0 | 0.12603 | 0.12329 | 0.12466 | 0.12603 | 0.12603 | 0.12329 | 0.12466 | 0.12603 | 0 | 0 | 0 | 0 | 0 | 0 | 0 | 0 | 0 | 0 | 0 | 0 | 0 | 0 | 0 | 0 | 0 | 0 | 0 | 0 | 0 | 0 | 0 | 0 | 0 | 0 | 0 | 0 | 0 | 0 | 0 | 0 | 0 | 0 | 0 | 0 | 0 | 0 | 0 | 0 | 0 | 0 | 0 | 0 | 0 | 0 | 0 | 0 | 0 | 0 | 0 | 0 | 0 | 0 | 0 | 0 | 0 | 0 | 0 | 0 | 0 | 0 | 0 | 0 | 0 | 0 | 0 | 0 | 0 | 0 | 0 | 0 | 0 | 0 | 0 | 0 | 0 | 0 | 0 | 0 | 0 | 0 | 0 | 0 | 0 | 0 | 0 | 0 | 0 | 0 | 0 | 0 | 0 | 0 | 0 | 0 | 0 | 0 | 0 | 0 | 0 | 0 | 0 | 0 | 0 | 0 | 0 | 0 | 0 | 0 | 0 | 0 | 0 | 0 | 0 | 0 | 0 | 0 | 0 | 0
|  | COD | flag | 2031-09-30 |  | 1 | 0 | 0 | 0 | 0 | 0 | 0 | 0 | 0 | 0 | 0 | 0 | 0 | 0 | 0 | 0 | 0 | 0 | 0 | 0 | 0 | 1 | 0 | 0 | 0 | 0 | 0 | 0 | 0 | 0 | 0 | 0 | 0 | 0 | 0 | 0 | 0 | 0 | 0 | 0 | 0 | 0 | 0 | 0 | 0 | 0 | 0 | 0 | 0 | 0 | 0 | 0 | 0 | 0 | 0 | 0 | 0 | 0 | 0 | 0 | 0 | 0 | 0 | 0 | 0 | 0 | 0 | 0 | 0 | 0 | 0 | 0 | 0 | 0 | 0 | 0 | 0 | 0 | 0 | 0 | 0 | 0 | 0 | 0 | 0 | 0 | 0 | 0 | 0 | 0 | 0 | 0 | 0 | 0 | 0 | 0 | 0 | 0 | 0 | 0 | 0 | 0 | 0 | 0 | 0 | 0 | 0 | 0 | 0 | 0 | 0 | 0 | 0 | 0 | 0 | 0 | 0 | 0 | 0 | 0 | 0 | 0 | 0 | 0 | 0 | 0 | 0 | 0 | 0 | 0 | 0 | 0 | 0 | 0 | 0 | 0 | 0 | 0 | 0 | 0 | 0 | 0
|  | Operations | flag | 2031-10-01 | 2061-09-30 |  | 0 | 0 | 0 | 0 | 0 | 0 | 0 | 0 | 0 | 0 | 0 | 0 | 0 | 0 | 0 | 0 | 0 | 0 | 0 | 0 | 0 | 1 | 1 | 1 | 1 | 1 | 1 | 1 | 1 | 1 | 1 | 1 | 1 | 1 | 1 | 1 | 1 | 1 | 1 | 1 | 1 | 1 | 1 | 1 | 1 | 1 | 1 | 1 | 1 | 1 | 1 | 1 | 1 | 1 | 1 | 1 | 1 | 1 | 1 | 1 | 1 | 1 | 1 | 1 | 1 | 1 | 1 | 1 | 1 | 1 | 1 | 1 | 1 | 1 | 1 | 1 | 1 | 1 | 1 | 1 | 1 | 1 | 1 | 1 | 1 | 1 | 1 | 1 | 1 | 1 | 1 | 1 | 1 | 1 | 1 | 1 | 1 | 1 | 1 | 1 | 1 | 1 | 1 | 1 | 1 | 1 | 1 | 1 | 1 | 1 | 1 | 1 | 1 | 1 | 1 | 1 | 1 | 1 | 1 | 1 | 1 | 1 | 1 | 1 | 1 | 1 | 1 | 1 | 1 | 1 | 1 | 1 | 1 | 1 | 1 | 1 | 1 | 1 | 1 | 1 | 1
|  | Land lease period (NTP → end of life) | flag | 2029-10-01 | 2061-09-30 |  | 0 | 0 | 0 | 0 | 0 | 0 | 0 | 0 | 0 | 0 | 0 | 0 | 0 | 1 | 1 | 1 | 1 | 1 | 1 | 1 | 1 | 1 | 1 | 1 | 1 | 1 | 1 | 1 | 1 | 1 | 1 | 1 | 1 | 1 | 1 | 1 | 1 | 1 | 1 | 1 | 1 | 1 | 1 | 1 | 1 | 1 | 1 | 1 | 1 | 1 | 1 | 1 | 1 | 1 | 1 | 1 | 1 | 1 | 1 | 1 | 1 | 1 | 1 | 1 | 1 | 1 | 1 | 1 | 1 | 1 | 1 | 1 | 1 | 1 | 1 | 1 | 1 | 1 | 1 | 1 | 1 | 1 | 1 | 1 | 1 | 1 | 1 | 1 | 1 | 1 | 1 | 1 | 1 | 1 | 1 | 1 | 1 | 1 | 1 | 1 | 1 | 1 | 1 | 1 | 1 | 1 | 1 | 1 | 1 | 1 | 1 | 1 | 1 | 1 | 1 | 1 | 1 | 1 | 1 | 1 | 1 | 1 | 1 | 1 | 1 | 1 | 1 | 1 | 1 | 1 | 1 | 1 | 1 | 1 | 1 | 1 | 1 | 1 | 1 | 1 | 1
|  | Debt repayment period | flag | 2031-10-01 | 2041-09-30 |  | 0 | 0 | 0 | 0 | 0 | 0 | 0 | 0 | 0 | 0 | 0 | 0 | 0 | 0 | 0 | 0 | 0 | 0 | 0 | 0 | 0 | 1 | 1 | 1 | 1 | 1 | 1 | 1 | 1 | 1 | 1 | 1 | 1 | 1 | 1 | 1 | 1 | 1 | 1 | 1 | 1 | 1 | 1 | 1 | 1 | 1 | 1 | 1 | 1 | 1 | 1 | 1 | 1 | 1 | 1 | 1 | 1 | 1 | 1 | 1 | 1 | 0 | 0 | 0 | 0 | 0 | 0 | 0 | 0 | 0 | 0 | 0 | 0 | 0 | 0 | 0 | 0 | 0 | 0 | 0 | 0 | 0 | 0 | 0 | 0 | 0 | 0 | 0 | 0 | 0 | 0 | 0 | 0 | 0 | 0 | 0 | 0 | 0 | 0 | 0 | 0 | 0 | 0 | 0 | 0 | 0 | 0 | 0 | 0 | 0 | 0 | 0 | 0 | 0 | 0 | 0 | 0 | 0 | 0 | 0 | 0 | 0 | 0 | 0 | 0 | 0 | 0 | 0 | 0 | 0 | 0 | 0 | 0 | 0 | 0 | 0 | 0 | 0 | 0 | 0 | 0
|  | Tax depreciation share | factor | 2031-10-01 | 2051-09-30 | 1 | 0 | 0 | 0 | 0 | 0 | 0 | 0 | 0 | 0 | 0 | 0 | 0 | 0 | 0 | 0 | 0 | 0 | 0 | 0 | 0 | 0 | 0.012594 | 0.012457 | 0.012457 | 0.012594 | 0.012594 | 0.01232 | 0.012457 | 0.012594 | 0.012594 | 0.01232 | 0.012457 | 0.012594 | 0.012594 | 0.01232 | 0.012457 | 0.012594 | 0.012594 | 0.012457 | 0.012457 | 0.012594 | 0.012594 | 0.01232 | 0.012457 | 0.012594 | 0.012594 | 0.01232 | 0.012457 | 0.012594 | 0.012594 | 0.01232 | 0.012457 | 0.012594 | 0.012594 | 0.012457 | 0.012457 | 0.012594 | 0.012594 | 0.01232 | 0.012457 | 0.012594 | 0.012594 | 0.01232 | 0.012457 | 0.012594 | 0.012594 | 0.01232 | 0.012457 | 0.012594 | 0.012594 | 0.012457 | 0.012457 | 0.012594 | 0.012594 | 0.01232 | 0.012457 | 0.012594 | 0.012594 | 0.01232 | 0.012457 | 0.012594 | 0.012594 | 0.01232 | 0.012457 | 0.012594 | 0.012594 | 0.012457 | 0.012457 | 0.012594 | 0.012594 | 0.01232 | 0.012457 | 0.012594 | 0.012594 | 0.01232 | 0.012457 | 0.012594 | 0.012594 | 0.01232 | 0.012457 | 0.012594 | 0 | 0 | 0 | 0 | 0 | 0 | 0 | 0 | 0 | 0 | 0 | 0 | 0 | 0 | 0 | 0 | 0 | 0 | 0 | 0 | 0 | 0 | 0 | 0 | 0 | 0 | 0 | 0 | 0 | 0 | 0 | 0 | 0 | 0 | 0 | 0 | 0 | 0 | 0 | 0
|  | Interest freeze (no accrual) | flag | 2029-07-01 | 2029-12-31 |  | 0 | 0 | 0 | 0 | 0 | 0 | 0 | 0 | 0 | 0 | 0 | 0 | 1 | 1 | 0 | 0 | 0 | 0 | 0 | 0 | 0 | 0 | 0 | 0 | 0 | 0 | 0 | 0 | 0 | 0 | 0 | 0 | 0 | 0 | 0 | 0 | 0 | 0 | 0 | 0 | 0 | 0 | 0 | 0 | 0 | 0 | 0 | 0 | 0 | 0 | 0 | 0 | 0 | 0 | 0 | 0 | 0 | 0 | 0 | 0 | 0 | 0 | 0 | 0 | 0 | 0 | 0 | 0 | 0 | 0 | 0 | 0 | 0 | 0 | 0 | 0 | 0 | 0 | 0 | 0 | 0 | 0 | 0 | 0 | 0 | 0 | 0 | 0 | 0 | 0 | 0 | 0 | 0 | 0 | 0 | 0 | 0 | 0 | 0 | 0 | 0 | 0 | 0 | 0 | 0 | 0 | 0 | 0 | 0 | 0 | 0 | 0 | 0 | 0 | 0 | 0 | 0 | 0 | 0 | 0 | 0 | 0 | 0 | 0 | 0 | 0 | 0 | 0 | 0 | 0 | 0 | 0 | 0 | 0 | 0 | 0 | 0 | 0 | 0 | 0 | 0
|  | 31-Dec capitalisation | flag |  |  |  | 0 | 1 | 0 | 0 | 0 | 1 | 0 | 0 | 0 | 1 | 0 | 0 | 0 | 1 | 0 | 0 | 0 | 1 | 0 | 0 | 0 | 1 | 0 | 0 | 0 | 1 | 0 | 0 | 0 | 1 | 0 | 0 | 0 | 1 | 0 | 0 | 0 | 1 | 0 | 0 | 0 | 1 | 0 | 0 | 0 | 1 | 0 | 0 | 0 | 1 | 0 | 0 | 0 | 1 | 0 | 0 | 0 | 1 | 0 | 0 | 0 | 1 | 0 | 0 | 0 | 1 | 0 | 0 | 0 | 1 | 0 | 0 | 0 | 1 | 0 | 0 | 0 | 1 | 0 | 0 | 0 | 1 | 0 | 0 | 0 | 1 | 0 | 0 | 0 | 1 | 0 | 0 | 0 | 1 | 0 | 0 | 0 | 1 | 0 | 0 | 0 | 1 | 0 | 0 | 0 | 1 | 0 | 0 | 0 | 1 | 0 | 0 | 0 | 1 | 0 | 0 | 0 | 1 | 0 | 0 | 0 | 1 | 0 | 0 | 0 | 1 | 0 | 0 | 0 | 1 | 0 | 0 | 0 | 1 | 0 | 0 | 0 | 1 | 0 | 0 | 0
|  | Buyer discount factor to COD | factor |  |  |  | 1 | 1 | 1 | 1 | 1 | 1 | 1 | 1 | 1 | 1 | 1 | 1 | 1 | 1 | 1 | 1 | 1 | 1 | 1 | 1 | 1 | 0.98079 | 0.96215 | 0.94386 | 0.92573 | 0.90795 | 0.89088 | 0.87395 | 0.85716 | 0.84069 | 0.82489 | 0.80921 | 0.79366 | 0.77842 | 0.76378 | 0.74927 | 0.73487 | 0.72076 | 0.70706 | 0.69362 | 0.6803 | 0.66723 | 0.65468 | 0.64224 | 0.6299 | 0.6178 | 0.60619 | 0.59467 | 0.58324 | 0.57204 | 0.56129 | 0.55062 | 0.54004 | 0.52967 | 0.5196 | 0.50973 | 0.49993 | 0.49033 | 0.48111 | 0.47197 | 0.4629 | 0.45401 | 0.44547 | 0.43701 | 0.42861 | 0.42038 | 0.41248 | 0.40464 | 0.39686 | 0.38924 | 0.38184 | 0.37458 | 0.36739 | 0.36033 | 0.35356 | 0.34684 | 0.34017 | 0.33364 | 0.32737 | 0.32115 | 0.31498 | 0.30892 | 0.30312 | 0.29736 | 0.29164 | 0.28604 | 0.28061 | 0.27527 | 0.26998 | 0.2648 | 0.25982 | 0.25488 | 0.24999 | 0.24518 | 0.24057 | 0.236 | 0.23147 | 0.22702 | 0.22275 | 0.21852 | 0.21432 | 0.2102 | 0.20621 | 0.20229 | 0.1984 | 0.19459 | 0.19094 | 0.18731 | 0.18371 | 0.18018 | 0.17679 | 0.17343 | 0.1701 | 0.16683 | 0.1637 | 0.16059 | 0.1575 | 0.15447 | 0.15154 | 0.14866 | 0.1458 | 0.143 | 0.14031 | 0.13765 | 0.135 | 0.13241 | 0.12992 | 0.12745 | 0.125 | 0.1226 | 0.1203 | 0.11801 | 0.11574 | 0.11352 | 0.11136 | 0.10925 | 0.10715 | 0.10509 | 0.10311 | 0.10115 | 0.09921
x |  | Capacity (E: committed, F: built)
|  | Wind | MW | 151 | 100
|  | BESS power | MW | 51 | 51
|  | BESS energy | MWh | 204
|  | Grid-bottleneck loss on built wind | % | 0%
x |  | Tender points (E: commitment, F: weighted points)
|  | ÖSZ-1 municipal one-off | EUR k/MW | 50 | 20
|  | ÖSZ-2 community contribution | EUR/MWh | 3 | 15
|  | ÖSZ-3 overbuild | % | 51% | 10
|  | ÖSZ-4 BESS ratio | % | 51% | 15
|  | ÖSZ-5 partial award | flag | 1 | 5
|  | ÖSZ-6 performance security multiple | x | 1 | 0
|  | ÖSZ-7 brownfield | flag | 0 | 0
|  | ÖSZ-8 shared connection | flag | 1 | 5
|  | ÖSZ-9 EU turbines | flag | 1 | 12
|  | ÖSZ-9 EU transformers | flag | 1 | 3
|  | Points total (E: EU route, F: CN route) | points | 85 | 70
|  | Points, live turbine route | points | 85
|  | Failed tests (E: capacity, F: offerable range) | # | 0 | 0
x |  | Securities, fees and development costs (E: amount, F: date)
|  | Security base | mHUF | 102106
|  | Signing fee and DD | EUR k | 400 | 2026-07-31 | -400 | -400 | 0 | 0 | 0 | 0 | 0 | 0 | 0 | 0 | 0 | 0 | 0 | 0 | 0 | 0 | 0 | 0 | 0 | 0 | 0 | 0 | 0 | 0 | 0 | 0 | 0 | 0 | 0 | 0 | 0 | 0 | 0 | 0 | 0 | 0 | 0 | 0 | 0 | 0 | 0 | 0 | 0 | 0 | 0 | 0 | 0 | 0 | 0 | 0 | 0 | 0 | 0 | 0 | 0 | 0 | 0 | 0 | 0 | 0 | 0 | 0 | 0 | 0 | 0 | 0 | 0 | 0 | 0 | 0 | 0 | 0 | 0 | 0 | 0 | 0 | 0 | 0 | 0 | 0 | 0 | 0 | 0 | 0 | 0 | 0 | 0 | 0 | 0 | 0 | 0 | 0 | 0 | 0 | 0 | 0 | 0 | 0 | 0 | 0 | 0 | 0 | 0 | 0 | 0 | 0 | 0 | 0 | 0 | 0 | 0 | 0 | 0 | 0 | 0 | 0 | 0 | 0 | 0 | 0 | 0 | 0 | 0 | 0 | 0 | 0 | 0 | 0 | 0 | 0 | 0 | 0 | 0 | 0 | 0 | 0 | 0 | 0 | 0 | 0 | 0 | 0
|  | Participation fee (cash) | EUR k | 8.2192 | 2026-10-30 | -8.2192 | 0 | -8.2192 | 0 | 0 | 0 | 0 | 0 | 0 | 0 | 0 | 0 | 0 | 0 | 0 | 0 | 0 | 0 | 0 | 0 | 0 | 0 | 0 | 0 | 0 | 0 | 0 | 0 | 0 | 0 | 0 | 0 | 0 | 0 | 0 | 0 | 0 | 0 | 0 | 0 | 0 | 0 | 0 | 0 | 0 | 0 | 0 | 0 | 0 | 0 | 0 | 0 | 0 | 0 | 0 | 0 | 0 | 0 | 0 | 0 | 0 | 0 | 0 | 0 | 0 | 0 | 0 | 0 | 0 | 0 | 0 | 0 | 0 | 0 | 0 | 0 | 0 | 0 | 0 | 0 | 0 | 0 | 0 | 0 | 0 | 0 | 0 | 0 | 0 | 0 | 0 | 0 | 0 | 0 | 0 | 0 | 0 | 0 | 0 | 0 | 0 | 0 | 0 | 0 | 0 | 0 | 0 | 0 | 0 | 0 | 0 | 0 | 0 | 0 | 0 | 0 | 0 | 0 | 0 | 0 | 0 | 0 | 0 | 0 | 0 | 0 | 0 | 0 | 0 | 0 | 0 | 0 | 0 | 0 | 0 | 0 | 0 | 0 | 0 | 0 | 0 | 0
|  | Bid security outstanding (guarantee) | EUR k | 1398.7123 | 2026-10-30 |  | 0 | 897.0003 | 0 | 0 | 0 | 0 | 0 | 0 | 0 | 0 | 0 | 0 | 0 | 0 | 0 | 0 | 0 | 0 | 0 | 0 | 0 | 0 | 0 | 0 | 0 | 0 | 0 | 0 | 0 | 0 | 0 | 0 | 0 | 0 | 0 | 0 | 0 | 0 | 0 | 0 | 0 | 0 | 0 | 0 | 0 | 0 | 0 | 0 | 0 | 0 | 0 | 0 | 0 | 0 | 0 | 0 | 0 | 0 | 0 | 0 | 0 | 0 | 0 | 0 | 0 | 0 | 0 | 0 | 0 | 0 | 0 | 0 | 0 | 0 | 0 | 0 | 0 | 0 | 0 | 0 | 0 | 0 | 0 | 0 | 0 | 0 | 0 | 0 | 0 | 0 | 0 | 0 | 0 | 0 | 0 | 0 | 0 | 0 | 0 | 0 | 0 | 0 | 0 | 0 | 0 | 0 | 0 | 0 | 0 | 0 | 0 | 0 | 0 | 0 | 0 | 0 | 0 | 0 | 0 | 0 | 0 | 0 | 0 | 0 | 0 | 0 | 0 | 0 | 0 | 0 | 0 | 0 | 0 | 0 | 0 | 0 | 0 | 0 | 0 | 0 | 0
|  | Performance security outstanding (guarantee) | EUR k | 6993.5616 | 2026-12-28 |  | 0 | 304.0679 | 6993.5616 | 6993.5616 | 6993.5616 | 6993.5616 | 6993.5616 | 6993.5616 | 6993.5616 | 6993.5616 | 6993.5616 | 6993.5616 | 6993.5616 | 6993.5616 | 6993.5616 | 6993.5616 | 6993.5616 | 6993.5616 | 6993.5616 | 6993.5616 | 6993.5616 | 6993.5616 | 6993.5616 | 6993.5616 | 6993.5616 | 6993.5616 | 6993.5616 | 0 | 0 | 0 | 0 | 0 | 0 | 0 | 0 | 0 | 0 | 0 | 0 | 0 | 0 | 0 | 0 | 0 | 0 | 0 | 0 | 0 | 0 | 0 | 0 | 0 | 0 | 0 | 0 | 0 | 0 | 0 | 0 | 0 | 0 | 0 | 0 | 0 | 0 | 0 | 0 | 0 | 0 | 0 | 0 | 0 | 0 | 0 | 0 | 0 | 0 | 0 | 0 | 0 | 0 | 0 | 0 | 0 | 0 | 0 | 0 | 0 | 0 | 0 | 0 | 0 | 0 | 0 | 0 | 0 | 0 | 0 | 0 | 0 | 0 | 0 | 0 | 0 | 0 | 0 | 0 | 0 | 0 | 0 | 0 | 0 | 0 | 0 | 0 | 0 | 0 | 0 | 0 | 0 | 0 | 0 | 0 | 0 | 0 | 0 | 0 | 0 | 0 | 0 | 0 | 0 | 0 | 0 | 0 | 0 | 0 | 0 | 0 | 0 | 0
|  | TSO connection-request security (cash) | EUR k | 1232.8767 | 2026-12-30 | -1232.8767 | 0 | -1232.8767 | 0 | 0 | 0 | 0 | 0 | 0 | 0 | 0 | 0 | 0 | 0 | 0 | 0 | 0 | 0 | 0 | 0 | 0 | 0 | 0 | 0 | 0 | 0 | 0 | 0 | 0 | 0 | 0 | 0 | 0 | 0 | 0 | 0 | 0 | 0 | 0 | 0 | 0 | 0 | 0 | 0 | 0 | 0 | 0 | 0 | 0 | 0 | 0 | 0 | 0 | 0 | 0 | 0 | 0 | 0 | 0 | 0 | 0 | 0 | 0 | 0 | 0 | 0 | 0 | 0 | 0 | 0 | 0 | 0 | 0 | 0 | 0 | 0 | 0 | 0 | 0 | 0 | 0 | 0 | 0 | 0 | 0 | 0 | 0 | 0 | 0 | 0 | 0 | 0 | 0 | 0 | 0 | 0 | 0 | 0 | 0 | 0 | 0 | 0 | 0 | 0 | 0 | 0 | 0 | 0 | 0 | 0 | 0 | 0 | 0 | 0 | 0 | 0 | 0 | 0 | 0 | 0 | 0 | 0 | 0 | 0 | 0 | 0 | 0 | 0 | 0 | 0 | 0 | 0 | 0 | 0 | 0 | 0 | 0 | 0 | 0 | 0 | 0 | 0
|  | Direct connection fee (cash) | EUR k | 1392.7282 | 2029-01-08 | -1392.7282 | 0 | 0 | 0 | 0 | 0 | 0 | 0 | 0 | 0 | 0 | -1392.7282 | 0 | 0 | 0 | 0 | 0 | 0 | 0 | 0 | 0 | 0 | 0 | 0 | 0 | 0 | 0 | 0 | 0 | 0 | 0 | 0 | 0 | 0 | 0 | 0 | 0 | 0 | 0 | 0 | 0 | 0 | 0 | 0 | 0 | 0 | 0 | 0 | 0 | 0 | 0 | 0 | 0 | 0 | 0 | 0 | 0 | 0 | 0 | 0 | 0 | 0 | 0 | 0 | 0 | 0 | 0 | 0 | 0 | 0 | 0 | 0 | 0 | 0 | 0 | 0 | 0 | 0 | 0 | 0 | 0 | 0 | 0 | 0 | 0 | 0 | 0 | 0 | 0 | 0 | 0 | 0 | 0 | 0 | 0 | 0 | 0 | 0 | 0 | 0 | 0 | 0 | 0 | 0 | 0 | 0 | 0 | 0 | 0 | 0 | 0 | 0 | 0 | 0 | 0 | 0 | 0 | 0 | 0 | 0 | 0 | 0 | 0 | 0 | 0 | 0 | 0 | 0 | 0 | 0 | 0 | 0 | 0 | 0 | 0 | 0 | 0 | 0 | 0 | 0 | 0 | 0
|  | Indirect connection fee, net of TSO security | EUR k | 18786.6592 | 2029-01-08 | -18786.6592 | 0 | 0 | 0 | 0 | 0 | 0 | 0 | 0 | 0 | 0 | -18786.6592 | 0 | 0 | 0 | 0 | 0 | 0 | 0 | 0 | 0 | 0 | 0 | 0 | 0 | 0 | 0 | 0 | 0 | 0 | 0 | 0 | 0 | 0 | 0 | 0 | 0 | 0 | 0 | 0 | 0 | 0 | 0 | 0 | 0 | 0 | 0 | 0 | 0 | 0 | 0 | 0 | 0 | 0 | 0 | 0 | 0 | 0 | 0 | 0 | 0 | 0 | 0 | 0 | 0 | 0 | 0 | 0 | 0 | 0 | 0 | 0 | 0 | 0 | 0 | 0 | 0 | 0 | 0 | 0 | 0 | 0 | 0 | 0 | 0 | 0 | 0 | 0 | 0 | 0 | 0 | 0 | 0 | 0 | 0 | 0 | 0 | 0 | 0 | 0 | 0 | 0 | 0 | 0 | 0 | 0 | 0 | 0 | 0 | 0 | 0 | 0 | 0 | 0 | 0 | 0 | 0 | 0 | 0 | 0 | 0 | 0 | 0 | 0 | 0 | 0 | 0 | 0 | 0 | 0 | 0 | 0 | 0 | 0 | 0 | 0 | 0 | 0 | 0 | 0 | 0 | 0
|  | Connection fees | EUR k |  |  | -20179.3874 | 0 | 0 | 0 | 0 | 0 | 0 | 0 | 0 | 0 | 0 | -20179.3874 | 0 | 0 | 0 | 0 | 0 | 0 | 0 | 0 | 0 | 0 | 0 | 0 | 0 | 0 | 0 | 0 | 0 | 0 | 0 | 0 | 0 | 0 | 0 | 0 | 0 | 0 | 0 | 0 | 0 | 0 | 0 | 0 | 0 | 0 | 0 | 0 | 0 | 0 | 0 | 0 | 0 | 0 | 0 | 0 | 0 | 0 | 0 | 0 | 0 | 0 | 0 | 0 | 0 | 0 | 0 | 0 | 0 | 0 | 0 | 0 | 0 | 0 | 0 | 0 | 0 | 0 | 0 | 0 | 0 | 0 | 0 | 0 | 0 | 0 | 0 | 0 | 0 | 0 | 0 | 0 | 0 | 0 | 0 | 0 | 0 | 0 | 0 | 0 | 0 | 0 | 0 | 0 | 0 | 0 | 0 | 0 | 0 | 0 | 0 | 0 | 0 | 0 | 0 | 0 | 0 | 0 | 0 | 0 | 0 | 0 | 0 | 0 | 0 | 0 | 0 | 0 | 0 | 0 | 0 | 0 | 0 | 0 | 0 | 0 | 0 | 0 | 0 | 0 | 0 | 0
|  | Devex (FEP-borne) | EUR k |  |  | -2404.8306 | 0 | -178.5205 | -407.863 | -43.8356 | -43.8356 | -184.3616 | -1290.0418 | -4.6096 | -164.0915 | -32.8767 | -54.7945 | 0 | 0 | 0 | 0 | 0 | 0 | 0 | 0 | 0 | 0 | 0 | 0 | 0 | 0 | 0 | 0 | 0 | 0 | 0 | 0 | 0 | 0 | 0 | 0 | 0 | 0 | 0 | 0 | 0 | 0 | 0 | 0 | 0 | 0 | 0 | 0 | 0 | 0 | 0 | 0 | 0 | 0 | 0 | 0 | 0 | 0 | 0 | 0 | 0 | 0 | 0 | 0 | 0 | 0 | 0 | 0 | 0 | 0 | 0 | 0 | 0 | 0 | 0 | 0 | 0 | 0 | 0 | 0 | 0 | 0 | 0 | 0 | 0 | 0 | 0 | 0 | 0 | 0 | 0 | 0 | 0 | 0 | 0 | 0 | 0 | 0 | 0 | 0 | 0 | 0 | 0 | 0 | 0 | 0 | 0 | 0 | 0 | 0 | 0 | 0 | 0 | 0 | 0 | 0 | 0 | 0 | 0 | 0 | 0 | 0 | 0 | 0 | 0 | 0 | 0 | 0 | 0 | 0 | 0 | 0 | 0 | 0 | 0 | 0 | 0 | 0 | 0 | 0 | 0 | 0
|  | Land (E: paid to the exit) | EUR k | 430.4445 |  | -430.4445 | 0 | 0 | -180.5815 | 0 | 0 | 0 | 0 | 0 | 0 | 0 | -249.863 | 0 | 0 | 0 | 0 | 0 | 0 | 0 | 0 | 0 | 0 | 0 | 0 | 0 | 0 | 0 | 0 | 0 | 0 | 0 | 0 | 0 | 0 | 0 | 0 | 0 | 0 | 0 | 0 | 0 | 0 | 0 | 0 | 0 | 0 | 0 | 0 | 0 | 0 | 0 | 0 | 0 | 0 | 0 | 0 | 0 | 0 | 0 | 0 | 0 | 0 | 0 | 0 | 0 | 0 | 0 | 0 | 0 | 0 | 0 | 0 | 0 | 0 | 0 | 0 | 0 | 0 | 0 | 0 | 0 | 0 | 0 | 0 | 0 | 0 | 0 | 0 | 0 | 0 | 0 | 0 | 0 | 0 | 0 | 0 | 0 | 0 | 0 | 0 | 0 | 0 | 0 | 0 | 0 | 0 | 0 | 0 | 0 | 0 | 0 | 0 | 0 | 0 | 0 | 0 | 0 | 0 | 0 | 0 | 0 | 0 | 0 | 0 | 0 | 0 | 0 | 0 | 0 | 0 | 0 | 0 | 0 | 0 | 0 | 0 | 0 | 0 | 0 | 0 | 0 | 0
|  | Devex contingency | EUR k | 284.3494 | 2028-12-31 | -284.3494 | 0 | 0 | 0 | 0 | 0 | 0 | 0 | 0 | 0 | -284.3494 | 0 | 0 | 0 | 0 | 0 | 0 | 0 | 0 | 0 | 0 | 0 | 0 | 0 | 0 | 0 | 0 | 0 | 0 | 0 | 0 | 0 | 0 | 0 | 0 | 0 | 0 | 0 | 0 | 0 | 0 | 0 | 0 | 0 | 0 | 0 | 0 | 0 | 0 | 0 | 0 | 0 | 0 | 0 | 0 | 0 | 0 | 0 | 0 | 0 | 0 | 0 | 0 | 0 | 0 | 0 | 0 | 0 | 0 | 0 | 0 | 0 | 0 | 0 | 0 | 0 | 0 | 0 | 0 | 0 | 0 | 0 | 0 | 0 | 0 | 0 | 0 | 0 | 0 | 0 | 0 | 0 | 0 | 0 | 0 | 0 | 0 | 0 | 0 | 0 | 0 | 0 | 0 | 0 | 0 | 0 | 0 | 0 | 0 | 0 | 0 | 0 | 0 | 0 | 0 | 0 | 0 | 0 | 0 | 0 | 0 | 0 | 0 | 0 | 0 | 0 | 0 | 0 | 0 | 0 | 0 | 0 | 0 | 0 | 0 | 0 | 0 | 0 | 0 | 0 | 0 | 0
|  | Devex, land and contingency (E: to the exit, F: to COD) | EUR k | 3119.6245 | 3119.6245 | -3119.6245 | 0 | -178.5205 | -588.4445 | -43.8356 | -43.8356 | -184.3616 | -1290.0418 | -4.6096 | -164.0915 | -317.2261 | -304.6575 | 0 | 0 | 0 | 0 | 0 | 0 | 0 | 0 | 0 | 0 | 0 | 0 | 0 | 0 | 0 | 0 | 0 | 0 | 0 | 0 | 0 | 0 | 0 | 0 | 0 | 0 | 0 | 0 | 0 | 0 | 0 | 0 | 0 | 0 | 0 | 0 | 0 | 0 | 0 | 0 | 0 | 0 | 0 | 0 | 0 | 0 | 0 | 0 | 0 | 0 | 0 | 0 | 0 | 0 | 0 | 0 | 0 | 0 | 0 | 0 | 0 | 0 | 0 | 0 | 0 | 0 | 0 | 0 | 0 | 0 | 0 | 0 | 0 | 0 | 0 | 0 | 0 | 0 | 0 | 0 | 0 | 0 | 0 | 0 | 0 | 0 | 0 | 0 | 0 | 0 | 0 | 0 | 0 | 0 | 0 | 0 | 0 | 0 | 0 | 0 | 0 | 0 | 0 | 0 | 0 | 0 | 0 | 0 | 0 | 0 | 0 | 0 | 0 | 0 | 0 | 0 | 0 | 0 | 0 | 0 | 0 | 0 | 0 | 0 | 0 | 0 | 0 | 0 | 0 | 0
|  | Guarantee fees (E: to the exit, F: to COD) | EUR k | -1278.1548 | -2011.6166 | -2641.6119 | 0 | -18.1641 | -103.4664 | -104.616 | -105.7656 | -105.7656 | -104.616 | -104.616 | -105.7656 | -105.7656 | -103.4664 | -104.616 | -105.7656 | -105.7656 | -103.4664 | -104.616 | -105.7656 | -105.7656 | -103.4664 | -104.616 | -105.7656 | -105.7656 | -104.616 | -104.616 | -105.7656 | -105.7656 | -103.4664 | 0 | 0 | 0 | 0 | 0 | 0 | 0 | 0 | 0 | 0 | 0 | 0 | 0 | 0 | 0 | 0 | 0 | 0 | 0 | 0 | 0 | 0 | 0 | 0 | 0 | 0 | 0 | 0 | 0 | 0 | 0 | 0 | 0 | 0 | 0 | 0 | 0 | 0 | 0 | 0 | 0 | 0 | 0 | 0 | 0 | 0 | 0 | 0 | 0 | 0 | 0 | 0 | 0 | 0 | 0 | 0 | 0 | 0 | 0 | 0 | 0 | 0 | 0 | 0 | 0 | 0 | 0 | 0 | 0 | 0 | 0 | 0 | 0 | 0 | 0 | 0 | 0 | 0 | 0 | 0 | 0 | 0 | 0 | 0 | 0 | 0 | 0 | 0 | 0 | 0 | 0 | 0 | 0 | 0 | 0 | 0 | 0 | 0 | 0 | 0 | 0 | 0 | 0 | 0 | 0 | 0 | 0 | 0 | 0 | 0 | 0 | 0 | 0 | 0
|  | Development cash flow (excl. connection fees) | EUR k |  |  | -7402.3323 | -400 | -1437.7805 | -691.9109 | -148.4516 | -149.6013 | -290.1273 | -1394.6578 | -109.2256 | -269.8572 | -422.9918 | -408.1239 | -104.616 | -105.7656 | -105.7656 | -103.4664 | -104.616 | -105.7656 | -105.7656 | -103.4664 | -104.616 | -105.7656 | -105.7656 | -104.616 | -104.616 | -105.7656 | -105.7656 | -103.4664 | 0 | 0 | 0 | 0 | 0 | 0 | 0 | 0 | 0 | 0 | 0 | 0 | 0 | 0 | 0 | 0 | 0 | 0 | 0 | 0 | 0 | 0 | 0 | 0 | 0 | 0 | 0 | 0 | 0 | 0 | 0 | 0 | 0 | 0 | 0 | 0 | 0 | 0 | 0 | 0 | 0 | 0 | 0 | 0 | 0 | 0 | 0 | 0 | 0 | 0 | 0 | 0 | 0 | 0 | 0 | 0 | 0 | 0 | 0 | 0 | 0 | 0 | 0 | 0 | 0 | 0 | 0 | 0 | 0 | 0 | 0 | 0 | 0 | 0 | 0 | 0 | 0 | 0 | 0 | 0 | 0 | 0 | 0 | 0 | 0 | 0 | 0 | 0 | 0 | 0 | 0 | 0 | 0 | 0 | 0 | 0 | 0 | 0 | 0 | 0 | 0 | 0 | 0 | 0 | 0 | 0 | 0 | 0 | 0 | 0 | 0 | 0 | 0 | 0
|  | Cash posted incl. land, cumulative (E: at the exit) | EUR k | 21850.9278 |  |  | 0 | 1241.0959 | 1421.6774 | 1421.6774 | 1421.6774 | 1421.6774 | 1421.6774 | 1421.6774 | 1421.6774 | 1421.6774 | 21850.9278 | 21850.9278 | 21850.9278 | 21850.9278 | 21850.9278 | 21850.9278 | 21850.9278 | 21850.9278 | 21850.9278 | 21850.9278 | 21850.9278 | 21850.9278 | 21850.9278 | 21850.9278 | 21850.9278 | 21850.9278 | 21850.9278 | 21850.9278 | 21850.9278 | 21850.9278 | 21850.9278 | 21850.9278 | 21850.9278 | 21850.9278 | 21850.9278 | 21850.9278 | 21850.9278 | 21850.9278 | 21850.9278 | 21850.9278 | 21850.9278 | 21850.9278 | 21850.9278 | 21850.9278 | 21850.9278 | 21850.9278 | 21850.9278 | 21850.9278 | 21850.9278 | 21850.9278 | 21850.9278 | 21850.9278 | 21850.9278 | 21850.9278 | 21850.9278 | 21850.9278 | 21850.9278 | 21850.9278 | 21850.9278 | 21850.9278 | 21850.9278 | 21850.9278 | 21850.9278 | 21850.9278 | 21850.9278 | 21850.9278 | 21850.9278 | 21850.9278 | 21850.9278 | 21850.9278 | 21850.9278 | 21850.9278 | 21850.9278 | 21850.9278 | 21850.9278 | 21850.9278 | 21850.9278 | 21850.9278 | 21850.9278 | 21850.9278 | 21850.9278 | 21850.9278 | 21850.9278 | 21850.9278 | 21850.9278 | 21850.9278 | 21850.9278 | 21850.9278 | 21850.9278 | 21850.9278 | 21850.9278 | 21850.9278 | 21850.9278 | 21850.9278 | 21850.9278 | 21850.9278 | 21850.9278 | 21850.9278 | 21850.9278 | 21850.9278 | 21850.9278 | 21850.9278 | 21850.9278 | 21850.9278 | 21850.9278 | 21850.9278 | 21850.9278 | 21850.9278 | 21850.9278 | 21850.9278 | 21850.9278 | 21850.9278 | 21850.9278 | 21850.9278 | 21850.9278 | 21850.9278 | 21850.9278 | 21850.9278 | 21850.9278 | 21850.9278 | 21850.9278 | 21850.9278 | 21850.9278 | 21850.9278 | 21850.9278 | 21850.9278 | 21850.9278 | 21850.9278 | 21850.9278 | 21850.9278 | 21850.9278 | 21850.9278 | 21850.9278 | 21850.9278 | 21850.9278 | 21850.9278 | 21850.9278 | 21850.9278 | 21850.9278 | 21850.9278 | 21850.9278
x |  | FEP claims, devex-file method, accrued to COD (E: to the exit, F: to COD)
Cash 12 %: participation fee, TSO security, connection fees
|  | New principal (E: recoverable, to the exit) | EUR k | 21412.2641 |  | 21420.4833 | 0 | 1241.0959 | 0 | 0 | 0 | 0 | 0 | 0 | 0 | 0 | 20179.3874 | 0 | 0 | 0 | 0 | 0 | 0 | 0 | 0 | 0 | 0 | 0 | 0 | 0 | 0 | 0 | 0 | 0 | 0 | 0 | 0 | 0 | 0 | 0 | 0 | 0 | 0 | 0 | 0 | 0 | 0 | 0 | 0 | 0 | 0 | 0 | 0 | 0 | 0 | 0 | 0 | 0 | 0 | 0 | 0 | 0 | 0 | 0 | 0 | 0 | 0 | 0 | 0 | 0 | 0 | 0 | 0 | 0 | 0 | 0 | 0 | 0 | 0 | 0 | 0 | 0 | 0 | 0 | 0 | 0 | 0 | 0 | 0 | 0 | 0 | 0 | 0 | 0 | 0 | 0 | 0 | 0 | 0 | 0 | 0 | 0 | 0 | 0 | 0 | 0 | 0 | 0 | 0 | 0 | 0 | 0 | 0 | 0 | 0 | 0 | 0 | 0 | 0 | 0 | 0 | 0 | 0 | 0 | 0 | 0 | 0 | 0 | 0 | 0 | 0 | 0 | 0 | 0 | 0 | 0 | 0 | 0 | 0 | 0 | 0 | 0 | 0 | 0 | 0 | 0 | 0
|  | Date-weighted new principal | # |  |  |  | 0 | 57568972.6027 | 0 | 0 | 0 | 0 | 0 | 0 | 0 | 0 | 950973810.9997 | 0 | 0 | 0 | 0 | 0 | 0 | 0 | 0 | 0 | 0 | 0 | 0 | 0 | 0 | 0 | 0 | 0 | 0 | 0 | 0 | 0 | 0 | 0 | 0 | 0 | 0 | 0 | 0 | 0 | 0 | 0 | 0 | 0 | 0 | 0 | 0 | 0 | 0 | 0 | 0 | 0 | 0 | 0 | 0 | 0 | 0 | 0 | 0 | 0 | 0 | 0 | 0 | 0 | 0 | 0 | 0 | 0 | 0 | 0 | 0 | 0 | 0 | 0 | 0 | 0 | 0 | 0 | 0 | 0 | 0 | 0 | 0 | 0 | 0 | 0 | 0 | 0 | 0 | 0 | 0 | 0 | 0 | 0 | 0 | 0 | 0 | 0 | 0 | 0 | 0 | 0 | 0 | 0 | 0 | 0 | 0 | 0 | 0 | 0 | 0 | 0 | 0 | 0 | 0 | 0 | 0 | 0 | 0 | 0 | 0 | 0 | 0 | 0 | 0 | 0 | 0 | 0 | 0 | 0 | 0 | 0 | 0 | 0 | 0 | 0 | 0 | 0 | 0 | 0 | 0
|  | Opening balance | EUR k |  |  |  | 0 | 0 | 1242.0768 | 1242.0768 | 1242.0768 | 1242.0768 | 1391.126 | 1391.126 | 1391.126 | 1391.126 | 1558.5185 | 21737.9059 | 21737.9059 | 21737.9059 | 22985.0199 | 22985.0199 | 22985.0199 | 22985.0199 | 25743.2223 | 25743.2223 | 25743.2223 | 25743.2223 | 28053.7647 | 28053.7647 | 28053.7647 | 28053.7647 | 28053.7647 | 28053.7647 | 28053.7647 | 28053.7647 | 28053.7647 | 28053.7647 | 28053.7647 | 28053.7647 | 28053.7647 | 28053.7647 | 28053.7647 | 28053.7647 | 28053.7647 | 28053.7647 | 28053.7647 | 28053.7647 | 28053.7647 | 28053.7647 | 28053.7647 | 28053.7647 | 28053.7647 | 28053.7647 | 28053.7647 | 28053.7647 | 28053.7647 | 28053.7647 | 28053.7647 | 28053.7647 | 28053.7647 | 28053.7647 | 28053.7647 | 28053.7647 | 28053.7647 | 28053.7647 | 28053.7647 | 28053.7647 | 28053.7647 | 28053.7647 | 28053.7647 | 28053.7647 | 28053.7647 | 28053.7647 | 28053.7647 | 28053.7647 | 28053.7647 | 28053.7647 | 28053.7647 | 28053.7647 | 28053.7647 | 28053.7647 | 28053.7647 | 28053.7647 | 28053.7647 | 28053.7647 | 28053.7647 | 28053.7647 | 28053.7647 | 28053.7647 | 28053.7647 | 28053.7647 | 28053.7647 | 28053.7647 | 28053.7647 | 28053.7647 | 28053.7647 | 28053.7647 | 28053.7647 | 28053.7647 | 28053.7647 | 28053.7647 | 28053.7647 | 28053.7647 | 28053.7647 | 28053.7647 | 28053.7647 | 28053.7647 | 28053.7647 | 28053.7647 | 28053.7647 | 28053.7647 | 28053.7647 | 28053.7647 | 28053.7647 | 28053.7647 | 28053.7647 | 28053.7647 | 28053.7647 | 28053.7647 | 28053.7647 | 28053.7647 | 28053.7647 | 28053.7647 | 28053.7647 | 28053.7647 | 28053.7647 | 28053.7647 | 28053.7647 | 28053.7647 | 28053.7647 | 28053.7647 | 28053.7647 | 28053.7647 | 28053.7647 | 28053.7647 | 28053.7647 | 28053.7647 | 28053.7647 | 28053.7647 | 28053.7647 | 28053.7647 | 28053.7647 | 28053.7647 | 28053.7647 | 28053.7647 | 28053.7647
|  | Return accrued | EUR k | 1564.5366 | 6633.2814 | 6633.2814 | 0 | 0.9809 | 36.7519 | 37.1602 | 37.5686 | 37.5686 | 41.6194 | 41.6194 | 42.0768 | 42.0768 | 596.7636 | 650.3505 | 0 | 0 | 680.1047 | 687.6614 | 695.2181 | 695.2181 | 761.7173 | 770.1808 | 778.6443 | 0 | 0 | 0 | 0 | 0 | 0 | 0 | 0 | 0 | 0 | 0 | 0 | 0 | 0 | 0 | 0 | 0 | 0 | 0 | 0 | 0 | 0 | 0 | 0 | 0 | 0 | 0 | 0 | 0 | 0 | 0 | 0 | 0 | 0 | 0 | 0 | 0 | 0 | 0 | 0 | 0 | 0 | 0 | 0 | 0 | 0 | 0 | 0 | 0 | 0 | 0 | 0 | 0 | 0 | 0 | 0 | 0 | 0 | 0 | 0 | 0 | 0 | 0 | 0 | 0 | 0 | 0 | 0 | 0 | 0 | 0 | 0 | 0 | 0 | 0 | 0 | 0 | 0 | 0 | 0 | 0 | 0 | 0 | 0 | 0 | 0 | 0 | 0 | 0 | 0 | 0 | 0 | 0 | 0 | 0 | 0 | 0 | 0 | 0 | 0 | 0 | 0 | 0 | 0 | 0 | 0 | 0 | 0 | 0 | 0 | 0 | 0 | 0 | 0 | 0 | 0 | 0 | 0 | 0 | 0
|  | Capitalised at 31-Dec | EUR k |  |  | 6633.2814 | 0 | 0.9809 | 0 | 0 | 0 | 149.0492 | 0 | 0 | 0 | 167.3925 | 0 | 0 | 0 | 1247.1141 | 0 | 0 | 0 | 2758.2024 | 0 | 0 | 0 | 2310.5424 | 0 | 0 | 0 | 0 | 0 | 0 | 0 | 0 | 0 | 0 | 0 | 0 | 0 | 0 | 0 | 0 | 0 | 0 | 0 | 0 | 0 | 0 | 0 | 0 | 0 | 0 | 0 | 0 | 0 | 0 | 0 | 0 | 0 | 0 | 0 | 0 | 0 | 0 | 0 | 0 | 0 | 0 | 0 | 0 | 0 | 0 | 0 | 0 | 0 | 0 | 0 | 0 | 0 | 0 | 0 | 0 | 0 | 0 | 0 | 0 | 0 | 0 | 0 | 0 | 0 | 0 | 0 | 0 | 0 | 0 | 0 | 0 | 0 | 0 | 0 | 0 | 0 | 0 | 0 | 0 | 0 | 0 | 0 | 0 | 0 | 0 | 0 | 0 | 0 | 0 | 0 | 0 | 0 | 0 | 0 | 0 | 0 | 0 | 0 | 0 | 0 | 0 | 0 | 0 | 0 | 0 | 0 | 0 | 0 | 0 | 0 | 0 | 0 | 0 | 0 | 0 | 0 | 0 | 0
|  | Closing balance | EUR k |  |  |  | 0 | 1242.0768 | 1242.0768 | 1242.0768 | 1242.0768 | 1391.126 | 1391.126 | 1391.126 | 1391.126 | 1558.5185 | 21737.9059 | 21737.9059 | 21737.9059 | 22985.0199 | 22985.0199 | 22985.0199 | 22985.0199 | 25743.2223 | 25743.2223 | 25743.2223 | 25743.2223 | 28053.7647 | 28053.7647 | 28053.7647 | 28053.7647 | 28053.7647 | 28053.7647 | 28053.7647 | 28053.7647 | 28053.7647 | 28053.7647 | 28053.7647 | 28053.7647 | 28053.7647 | 28053.7647 | 28053.7647 | 28053.7647 | 28053.7647 | 28053.7647 | 28053.7647 | 28053.7647 | 28053.7647 | 28053.7647 | 28053.7647 | 28053.7647 | 28053.7647 | 28053.7647 | 28053.7647 | 28053.7647 | 28053.7647 | 28053.7647 | 28053.7647 | 28053.7647 | 28053.7647 | 28053.7647 | 28053.7647 | 28053.7647 | 28053.7647 | 28053.7647 | 28053.7647 | 28053.7647 | 28053.7647 | 28053.7647 | 28053.7647 | 28053.7647 | 28053.7647 | 28053.7647 | 28053.7647 | 28053.7647 | 28053.7647 | 28053.7647 | 28053.7647 | 28053.7647 | 28053.7647 | 28053.7647 | 28053.7647 | 28053.7647 | 28053.7647 | 28053.7647 | 28053.7647 | 28053.7647 | 28053.7647 | 28053.7647 | 28053.7647 | 28053.7647 | 28053.7647 | 28053.7647 | 28053.7647 | 28053.7647 | 28053.7647 | 28053.7647 | 28053.7647 | 28053.7647 | 28053.7647 | 28053.7647 | 28053.7647 | 28053.7647 | 28053.7647 | 28053.7647 | 28053.7647 | 28053.7647 | 28053.7647 | 28053.7647 | 28053.7647 | 28053.7647 | 28053.7647 | 28053.7647 | 28053.7647 | 28053.7647 | 28053.7647 | 28053.7647 | 28053.7647 | 28053.7647 | 28053.7647 | 28053.7647 | 28053.7647 | 28053.7647 | 28053.7647 | 28053.7647 | 28053.7647 | 28053.7647 | 28053.7647 | 28053.7647 | 28053.7647 | 28053.7647 | 28053.7647 | 28053.7647 | 28053.7647 | 28053.7647 | 28053.7647 | 28053.7647 | 28053.7647 | 28053.7647 | 28053.7647 | 28053.7647 | 28053.7647 | 28053.7647 | 28053.7647 | 28053.7647 | 28053.7647 | 28053.7647
Guarantee 6 %: bid security and performance security face value
|  | Opening capitalised return | EUR k |  |  |  | 0 | 0 | 18.1641 | 18.1641 | 18.1641 | 18.1641 | 438.8676 | 438.8676 | 438.8676 | 438.8676 | 886.0352 | 886.0352 | 886.0352 | 886.0352 | 1120.4802 | 1120.4802 | 1120.4802 | 1120.4802 | 1607.3227 | 1607.3227 | 1607.3227 | 1607.3227 | 1993.3021 | 1993.3021 | 1993.3021 | 1993.3021 | 1993.3021 | 1993.3021 | 1993.3021 | 1993.3021 | 1993.3021 | 1993.3021 | 1993.3021 | 1993.3021 | 1993.3021 | 1993.3021 | 1993.3021 | 1993.3021 | 1993.3021 | 1993.3021 | 1993.3021 | 1993.3021 | 1993.3021 | 1993.3021 | 1993.3021 | 1993.3021 | 1993.3021 | 1993.3021 | 1993.3021 | 1993.3021 | 1993.3021 | 1993.3021 | 1993.3021 | 1993.3021 | 1993.3021 | 1993.3021 | 1993.3021 | 1993.3021 | 1993.3021 | 1993.3021 | 1993.3021 | 1993.3021 | 1993.3021 | 1993.3021 | 1993.3021 | 1993.3021 | 1993.3021 | 1993.3021 | 1993.3021 | 1993.3021 | 1993.3021 | 1993.3021 | 1993.3021 | 1993.3021 | 1993.3021 | 1993.3021 | 1993.3021 | 1993.3021 | 1993.3021 | 1993.3021 | 1993.3021 | 1993.3021 | 1993.3021 | 1993.3021 | 1993.3021 | 1993.3021 | 1993.3021 | 1993.3021 | 1993.3021 | 1993.3021 | 1993.3021 | 1993.3021 | 1993.3021 | 1993.3021 | 1993.3021 | 1993.3021 | 1993.3021 | 1993.3021 | 1993.3021 | 1993.3021 | 1993.3021 | 1993.3021 | 1993.3021 | 1993.3021 | 1993.3021 | 1993.3021 | 1993.3021 | 1993.3021 | 1993.3021 | 1993.3021 | 1993.3021 | 1993.3021 | 1993.3021 | 1993.3021 | 1993.3021 | 1993.3021 | 1993.3021 | 1993.3021 | 1993.3021 | 1993.3021 | 1993.3021 | 1993.3021 | 1993.3021 | 1993.3021 | 1993.3021 | 1993.3021 | 1993.3021 | 1993.3021 | 1993.3021 | 1993.3021 | 1993.3021 | 1993.3021 | 1993.3021 | 1993.3021 | 1993.3021 | 1993.3021 | 1993.3021 | 1993.3021 | 1993.3021 | 1993.3021 | 1993.3021
|  | Return accrued | EUR k | 1120.4802 | 1993.3021 | 1993.3021 | 0 | 18.1641 | 103.7351 | 104.8877 | 106.0403 | 106.0403 | 111.181 | 111.181 | 112.4028 | 112.4028 | 116.5749 | 117.8701 | 0 | 0 | 120.0434 | 121.3772 | 122.711 | 122.711 | 127.246 | 128.6598 | 130.0736 | 0 | 0 | 0 | 0 | 0 | 0 | 0 | 0 | 0 | 0 | 0 | 0 | 0 | 0 | 0 | 0 | 0 | 0 | 0 | 0 | 0 | 0 | 0 | 0 | 0 | 0 | 0 | 0 | 0 | 0 | 0 | 0 | 0 | 0 | 0 | 0 | 0 | 0 | 0 | 0 | 0 | 0 | 0 | 0 | 0 | 0 | 0 | 0 | 0 | 0 | 0 | 0 | 0 | 0 | 0 | 0 | 0 | 0 | 0 | 0 | 0 | 0 | 0 | 0 | 0 | 0 | 0 | 0 | 0 | 0 | 0 | 0 | 0 | 0 | 0 | 0 | 0 | 0 | 0 | 0 | 0 | 0 | 0 | 0 | 0 | 0 | 0 | 0 | 0 | 0 | 0 | 0 | 0 | 0 | 0 | 0 | 0 | 0 | 0 | 0 | 0 | 0 | 0 | 0 | 0 | 0 | 0 | 0 | 0 | 0 | 0 | 0 | 0 | 0 | 0 | 0 | 0 | 0 | 0 | 0
|  | Capitalised at 31-Dec | EUR k |  |  | 1993.3021 | 0 | 18.1641 | 0 | 0 | 0 | 420.7035 | 0 | 0 | 0 | 447.1675 | 0 | 0 | 0 | 234.445 | 0 | 0 | 0 | 486.8425 | 0 | 0 | 0 | 385.9794 | 0 | 0 | 0 | 0 | 0 | 0 | 0 | 0 | 0 | 0 | 0 | 0 | 0 | 0 | 0 | 0 | 0 | 0 | 0 | 0 | 0 | 0 | 0 | 0 | 0 | 0 | 0 | 0 | 0 | 0 | 0 | 0 | 0 | 0 | 0 | 0 | 0 | 0 | 0 | 0 | 0 | 0 | 0 | 0 | 0 | 0 | 0 | 0 | 0 | 0 | 0 | 0 | 0 | 0 | 0 | 0 | 0 | 0 | 0 | 0 | 0 | 0 | 0 | 0 | 0 | 0 | 0 | 0 | 0 | 0 | 0 | 0 | 0 | 0 | 0 | 0 | 0 | 0 | 0 | 0 | 0 | 0 | 0 | 0 | 0 | 0 | 0 | 0 | 0 | 0 | 0 | 0 | 0 | 0 | 0 | 0 | 0 | 0 | 0 | 0 | 0 | 0 | 0 | 0 | 0 | 0 | 0 | 0 | 0 | 0 | 0 | 0 | 0 | 0 | 0 | 0 | 0 | 0 | 0
|  | Closing capitalised return | EUR k |  |  |  | 0 | 18.1641 | 18.1641 | 18.1641 | 18.1641 | 438.8676 | 438.8676 | 438.8676 | 438.8676 | 886.0352 | 886.0352 | 886.0352 | 886.0352 | 1120.4802 | 1120.4802 | 1120.4802 | 1120.4802 | 1607.3227 | 1607.3227 | 1607.3227 | 1607.3227 | 1993.3021 | 1993.3021 | 1993.3021 | 1993.3021 | 1993.3021 | 1993.3021 | 1993.3021 | 1993.3021 | 1993.3021 | 1993.3021 | 1993.3021 | 1993.3021 | 1993.3021 | 1993.3021 | 1993.3021 | 1993.3021 | 1993.3021 | 1993.3021 | 1993.3021 | 1993.3021 | 1993.3021 | 1993.3021 | 1993.3021 | 1993.3021 | 1993.3021 | 1993.3021 | 1993.3021 | 1993.3021 | 1993.3021 | 1993.3021 | 1993.3021 | 1993.3021 | 1993.3021 | 1993.3021 | 1993.3021 | 1993.3021 | 1993.3021 | 1993.3021 | 1993.3021 | 1993.3021 | 1993.3021 | 1993.3021 | 1993.3021 | 1993.3021 | 1993.3021 | 1993.3021 | 1993.3021 | 1993.3021 | 1993.3021 | 1993.3021 | 1993.3021 | 1993.3021 | 1993.3021 | 1993.3021 | 1993.3021 | 1993.3021 | 1993.3021 | 1993.3021 | 1993.3021 | 1993.3021 | 1993.3021 | 1993.3021 | 1993.3021 | 1993.3021 | 1993.3021 | 1993.3021 | 1993.3021 | 1993.3021 | 1993.3021 | 1993.3021 | 1993.3021 | 1993.3021 | 1993.3021 | 1993.3021 | 1993.3021 | 1993.3021 | 1993.3021 | 1993.3021 | 1993.3021 | 1993.3021 | 1993.3021 | 1993.3021 | 1993.3021 | 1993.3021 | 1993.3021 | 1993.3021 | 1993.3021 | 1993.3021 | 1993.3021 | 1993.3021 | 1993.3021 | 1993.3021 | 1993.3021 | 1993.3021 | 1993.3021 | 1993.3021 | 1993.3021 | 1993.3021 | 1993.3021 | 1993.3021 | 1993.3021 | 1993.3021 | 1993.3021 | 1993.3021 | 1993.3021 | 1993.3021 | 1993.3021 | 1993.3021 | 1993.3021 | 1993.3021 | 1993.3021 | 1993.3021 | 1993.3021 | 1993.3021 | 1993.3021 | 1993.3021 | 1993.3021 | 1993.3021 | 1993.3021 | 1993.3021
At risk 20 % with 2x floor: devex, land, contingency
|  | Date-weighted new principal | # |  |  |  | 0 | 8264787.2877 | 27328011.424 | 2041249.3151 | 2042564.3836 | 8617904.0877 | 60359659.8457 | 216330.5479 | 7708362.7728 | 14945351.6141 | 14376030.6849 | 0 | 0 | 0 | 0 | 0 | 0 | 0 | 0 | 0 | 0 | 0 | 0 | 0 | 0 | 0 | 0 | 0 | 0 | 0 | 0 | 0 | 0 | 0 | 0 | 0 | 0 | 0 | 0 | 0 | 0 | 0 | 0 | 0 | 0 | 0 | 0 | 0 | 0 | 0 | 0 | 0 | 0 | 0 | 0 | 0 | 0 | 0 | 0 | 0 | 0 | 0 | 0 | 0 | 0 | 0 | 0 | 0 | 0 | 0 | 0 | 0 | 0 | 0 | 0 | 0 | 0 | 0 | 0 | 0 | 0 | 0 | 0 | 0 | 0 | 0 | 0 | 0 | 0 | 0 | 0 | 0 | 0 | 0 | 0 | 0 | 0 | 0 | 0 | 0 | 0 | 0 | 0 | 0 | 0 | 0 | 0 | 0 | 0 | 0 | 0 | 0 | 0 | 0 | 0 | 0 | 0 | 0 | 0 | 0 | 0 | 0 | 0 | 0 | 0 | 0 | 0 | 0 | 0 | 0 | 0 | 0 | 0 | 0 | 0 | 0 | 0 | 0 | 0 | 0 | 0
|  | Opening balance | EUR k |  |  |  | 0 | 0 | 187.5199 | 775.9645 | 819.8001 | 863.6357 | 1195.1838 | 2485.2256 | 2489.8352 | 2653.9267 | 3458.6144 | 3763.2719 | 3763.2719 | 3763.2719 | 4125.0691 | 4125.0691 | 4125.0691 | 4125.0691 | 4950.083 | 4950.083 | 4950.083 | 4950.083 | 5690.5611 | 5690.5611 | 5690.5611 | 5690.5611 | 5690.5611 | 5690.5611 | 5690.5611 | 5690.5611 | 5690.5611 | 5690.5611 | 5690.5611 | 5690.5611 | 5690.5611 | 5690.5611 | 5690.5611 | 5690.5611 | 5690.5611 | 5690.5611 | 5690.5611 | 5690.5611 | 5690.5611 | 5690.5611 | 5690.5611 | 5690.5611 | 5690.5611 | 5690.5611 | 5690.5611 | 5690.5611 | 5690.5611 | 5690.5611 | 5690.5611 | 5690.5611 | 5690.5611 | 5690.5611 | 5690.5611 | 5690.5611 | 5690.5611 | 5690.5611 | 5690.5611 | 5690.5611 | 5690.5611 | 5690.5611 | 5690.5611 | 5690.5611 | 5690.5611 | 5690.5611 | 5690.5611 | 5690.5611 | 5690.5611 | 5690.5611 | 5690.5611 | 5690.5611 | 5690.5611 | 5690.5611 | 5690.5611 | 5690.5611 | 5690.5611 | 5690.5611 | 5690.5611 | 5690.5611 | 5690.5611 | 5690.5611 | 5690.5611 | 5690.5611 | 5690.5611 | 5690.5611 | 5690.5611 | 5690.5611 | 5690.5611 | 5690.5611 | 5690.5611 | 5690.5611 | 5690.5611 | 5690.5611 | 5690.5611 | 5690.5611 | 5690.5611 | 5690.5611 | 5690.5611 | 5690.5611 | 5690.5611 | 5690.5611 | 5690.5611 | 5690.5611 | 5690.5611 | 5690.5611 | 5690.5611 | 5690.5611 | 5690.5611 | 5690.5611 | 5690.5611 | 5690.5611 | 5690.5611 | 5690.5611 | 5690.5611 | 5690.5611 | 5690.5611 | 5690.5611 | 5690.5611 | 5690.5611 | 5690.5611 | 5690.5611 | 5690.5611 | 5690.5611 | 5690.5611 | 5690.5611 | 5690.5611 | 5690.5611 | 5690.5611 | 5690.5611 | 5690.5611 | 5690.5611 | 5690.5611 | 5690.5611 | 5690.5611 | 5690.5611 | 5690.5611 | 5690.5611 | 5690.5611
|  | Return accrued (E, F: with the floor) | EUR k | 3119.6245 | 3119.6245 | 2570.9366 | 0 | 8.9994 | 21.1451 | 38.764 | 42.8882 | 44.3892 | 98.5314 | 123.9321 | 130.1006 | 134.8976 | 174.1491 | 187.6481 | 0 | 0 | 203.4281 | 205.6884 | 207.9487 | 207.9487 | 244.1137 | 246.8261 | 249.5384 | 0 | 0 | 0 | 0 | 0 | 0 | 0 | 0 | 0 | 0 | 0 | 0 | 0 | 0 | 0 | 0 | 0 | 0 | 0 | 0 | 0 | 0 | 0 | 0 | 0 | 0 | 0 | 0 | 0 | 0 | 0 | 0 | 0 | 0 | 0 | 0 | 0 | 0 | 0 | 0 | 0 | 0 | 0 | 0 | 0 | 0 | 0 | 0 | 0 | 0 | 0 | 0 | 0 | 0 | 0 | 0 | 0 | 0 | 0 | 0 | 0 | 0 | 0 | 0 | 0 | 0 | 0 | 0 | 0 | 0 | 0 | 0 | 0 | 0 | 0 | 0 | 0 | 0 | 0 | 0 | 0 | 0 | 0 | 0 | 0 | 0 | 0 | 0 | 0 | 0 | 0 | 0 | 0 | 0 | 0 | 0 | 0 | 0 | 0 | 0 | 0 | 0 | 0 | 0 | 0 | 0 | 0 | 0 | 0 | 0 | 0 | 0 | 0 | 0 | 0 | 0 | 0 | 0 | 0 | 0
|  | Capitalised at 31-Dec | EUR k |  |  | 2570.9366 | 0 | 8.9994 | 0 | 0 | 0 | 147.1865 | 0 | 0 | 0 | 487.4616 | 0 | 0 | 0 | 361.7972 | 0 | 0 | 0 | 825.0138 | 0 | 0 | 0 | 740.4782 | 0 | 0 | 0 | 0 | 0 | 0 | 0 | 0 | 0 | 0 | 0 | 0 | 0 | 0 | 0 | 0 | 0 | 0 | 0 | 0 | 0 | 0 | 0 | 0 | 0 | 0 | 0 | 0 | 0 | 0 | 0 | 0 | 0 | 0 | 0 | 0 | 0 | 0 | 0 | 0 | 0 | 0 | 0 | 0 | 0 | 0 | 0 | 0 | 0 | 0 | 0 | 0 | 0 | 0 | 0 | 0 | 0 | 0 | 0 | 0 | 0 | 0 | 0 | 0 | 0 | 0 | 0 | 0 | 0 | 0 | 0 | 0 | 0 | 0 | 0 | 0 | 0 | 0 | 0 | 0 | 0 | 0 | 0 | 0 | 0 | 0 | 0 | 0 | 0 | 0 | 0 | 0 | 0 | 0 | 0 | 0 | 0 | 0 | 0 | 0 | 0 | 0 | 0 | 0 | 0 | 0 | 0 | 0 | 0 | 0 | 0 | 0 | 0 | 0 | 0 | 0 | 0 | 0 | 0
|  | Closing balance | EUR k |  |  |  | 0 | 187.5199 | 775.9645 | 819.8001 | 863.6357 | 1195.1838 | 2485.2256 | 2489.8352 | 2653.9267 | 3458.6144 | 3763.2719 | 3763.2719 | 3763.2719 | 4125.0691 | 4125.0691 | 4125.0691 | 4125.0691 | 4950.083 | 4950.083 | 4950.083 | 4950.083 | 5690.5611 | 5690.5611 | 5690.5611 | 5690.5611 | 5690.5611 | 5690.5611 | 5690.5611 | 5690.5611 | 5690.5611 | 5690.5611 | 5690.5611 | 5690.5611 | 5690.5611 | 5690.5611 | 5690.5611 | 5690.5611 | 5690.5611 | 5690.5611 | 5690.5611 | 5690.5611 | 5690.5611 | 5690.5611 | 5690.5611 | 5690.5611 | 5690.5611 | 5690.5611 | 5690.5611 | 5690.5611 | 5690.5611 | 5690.5611 | 5690.5611 | 5690.5611 | 5690.5611 | 5690.5611 | 5690.5611 | 5690.5611 | 5690.5611 | 5690.5611 | 5690.5611 | 5690.5611 | 5690.5611 | 5690.5611 | 5690.5611 | 5690.5611 | 5690.5611 | 5690.5611 | 5690.5611 | 5690.5611 | 5690.5611 | 5690.5611 | 5690.5611 | 5690.5611 | 5690.5611 | 5690.5611 | 5690.5611 | 5690.5611 | 5690.5611 | 5690.5611 | 5690.5611 | 5690.5611 | 5690.5611 | 5690.5611 | 5690.5611 | 5690.5611 | 5690.5611 | 5690.5611 | 5690.5611 | 5690.5611 | 5690.5611 | 5690.5611 | 5690.5611 | 5690.5611 | 5690.5611 | 5690.5611 | 5690.5611 | 5690.5611 | 5690.5611 | 5690.5611 | 5690.5611 | 5690.5611 | 5690.5611 | 5690.5611 | 5690.5611 | 5690.5611 | 5690.5611 | 5690.5611 | 5690.5611 | 5690.5611 | 5690.5611 | 5690.5611 | 5690.5611 | 5690.5611 | 5690.5611 | 5690.5611 | 5690.5611 | 5690.5611 | 5690.5611 | 5690.5611 | 5690.5611 | 5690.5611 | 5690.5611 | 5690.5611 | 5690.5611 | 5690.5611 | 5690.5611 | 5690.5611 | 5690.5611 | 5690.5611 | 5690.5611 | 5690.5611 | 5690.5611 | 5690.5611 | 5690.5611 | 5690.5611 | 5690.5611 | 5690.5611 | 5690.5611 | 5690.5611 | 5690.5611 | 5690.5611
x |  | Overbuild and BESS sanction (E: wind / pro rata, F: BESS / full call)
|  | Build shortfall share | % | 33.77% | 0%
|  | Performance security by technology | EUR k | 4199.0411 | 2794.5205
|  | Sanction amount | EUR k | 1418.2192 | 6993.5616
|  | Sanction paid, selected regime (E: date) | EUR k | 2032-03-30 |  | -1418.2192 | 0 | 0 | 0 | 0 | 0 | 0 | 0 | 0 | 0 | 0 | 0 | 0 | 0 | 0 | 0 | 0 | 0 | 0 | 0 | 0 | 0 | 0 | -1418.2192 | 0 | 0 | 0 | 0 | 0 | 0 | 0 | 0 | 0 | 0 | 0 | 0 | 0 | 0 | 0 | 0 | 0 | 0 | 0 | 0 | 0 | 0 | 0 | 0 | 0 | 0 | 0 | 0 | 0 | 0 | 0 | 0 | 0 | 0 | 0 | 0 | 0 | 0 | 0 | 0 | 0 | 0 | 0 | 0 | 0 | 0 | 0 | 0 | 0 | 0 | 0 | 0 | 0 | 0 | 0 | 0 | 0 | 0 | 0 | 0 | 0 | 0 | 0 | 0 | 0 | 0 | 0 | 0 | 0 | 0 | 0 | 0 | 0 | 0 | 0 | 0 | 0 | 0 | 0 | 0 | 0 | 0 | 0 | 0 | 0 | 0 | 0 | 0 | 0 | 0 | 0 | 0 | 0 | 0 | 0 | 0 | 0 | 0 | 0 | 0 | 0 | 0 | 0 | 0 | 0 | 0 | 0 | 0 | 0 | 0 | 0 | 0 | 0 | 0 | 0 | 0 | 0 | 0
|  | Connection capacity lost pro rata | MVA | 33.7748
|  | 3-year group exclusion possible (if the PB loss counts as a call) | flag | 1
x |  | Build and debt
|  | Turbine supply, live route | EUR k/MW | 600
|  | Substation and 132 kV bay, live route | EUR k | 12000
|  | Capex on built MW (E: total) | EUR k | 125115 |  | -125115 | 0 | 0 | 0 | 0 | 0 | 0 | 0 | 0 | 0 | 0 | 0 | 0 | 0 | -15767.9178 | -15425.137 | -15596.5274 | -15767.9178 | -15767.9178 | -15425.137 | -15596.5274 | -15767.9178 | 0 | 0 | 0 | 0 | 0 | 0 | 0 | 0 | 0 | 0 | 0 | 0 | 0 | 0 | 0 | 0 | 0 | 0 | 0 | 0 | 0 | 0 | 0 | 0 | 0 | 0 | 0 | 0 | 0 | 0 | 0 | 0 | 0 | 0 | 0 | 0 | 0 | 0 | 0 | 0 | 0 | 0 | 0 | 0 | 0 | 0 | 0 | 0 | 0 | 0 | 0 | 0 | 0 | 0 | 0 | 0 | 0 | 0 | 0 | 0 | 0 | 0 | 0 | 0 | 0 | 0 | 0 | 0 | 0 | 0 | 0 | 0 | 0 | 0 | 0 | 0 | 0 | 0 | 0 | 0 | 0 | 0 | 0 | 0 | 0 | 0 | 0 | 0 | 0 | 0 | 0 | 0 | 0 | 0 | 0 | 0 | 0 | 0 | 0 | 0 | 0 | 0 | 0 | 0 | 0 | 0 | 0 | 0 | 0 | 0 | 0 | 0 | 0 | 0 | 0 | 0 | 0 | 0 | 0 | 0
|  | Municipal one-off at COD | EUR k | 5000 |  | -5000 | 0 | 0 | 0 | 0 | 0 | 0 | 0 | 0 | 0 | 0 | 0 | 0 | 0 | 0 | 0 | 0 | 0 | 0 | 0 | 0 | -5000 | 0 | 0 | 0 | 0 | 0 | 0 | 0 | 0 | 0 | 0 | 0 | 0 | 0 | 0 | 0 | 0 | 0 | 0 | 0 | 0 | 0 | 0 | 0 | 0 | 0 | 0 | 0 | 0 | 0 | 0 | 0 | 0 | 0 | 0 | 0 | 0 | 0 | 0 | 0 | 0 | 0 | 0 | 0 | 0 | 0 | 0 | 0 | 0 | 0 | 0 | 0 | 0 | 0 | 0 | 0 | 0 | 0 | 0 | 0 | 0 | 0 | 0 | 0 | 0 | 0 | 0 | 0 | 0 | 0 | 0 | 0 | 0 | 0 | 0 | 0 | 0 | 0 | 0 | 0 | 0 | 0 | 0 | 0 | 0 | 0 | 0 | 0 | 0 | 0 | 0 | 0 | 0 | 0 | 0 | 0 | 0 | 0 | 0 | 0 | 0 | 0 | 0 | 0 | 0 | 0 | 0 | 0 | 0 | 0 | 0 | 0 | 0 | 0 | 0 | 0 | 0 | 0 | 0 | 0 | 0
Senior debt
|  | Opening balance | EUR k |  |  |  | 0 | 0 | 0 | 0 | 0 | 0 | 0 | 0 | 0 | 0 | 0 | 0 | 0 | 0 | 11364.7263 | 22624.4524 | 34148.4547 | 45940.0366 | 57879.0134 | 69720.1681 | 81832.8668 | 94220.5039 | 92390.6085 | 90537.8394 | 88661.9107 | 86762.5329 | 84839.4128 | 82892.2538 | 80920.7553 | 78924.613 | 76903.519 | 74857.1612 | 72785.2241 | 70687.3877 | 68563.3283 | 66412.7182 | 64235.2255 | 62030.5141 | 59798.2438 | 57538.0701 | 55249.6443 | 52932.6132 | 50586.6191 | 48211.3002 | 45806.2897 | 43371.2166 | 40905.7051 | 38409.3747 | 35881.8402 | 33322.7115 | 30731.5937 | 28108.0869 | 25451.7863 | 22762.2819 | 20039.1588 | 17281.9965 | 14490.3698 | 11663.8477 | 8801.9941 | 5904.3673 | 2970.5202 | 0 | 0 | 0 | 0 | 0 | 0 | 0 | 0 | 0 | 0 | 0 | 0 | 0 | 0 | 0 | 0 | 0 | 0 | 0 | 0 | 0 | 0 | 0 | 0 | 0 | 0 | 0 | 0 | 0 | 0 | 0 | 0 | 0 | 0 | 0 | 0 | 0 | 0 | 0 | 0 | 0 | 0 | 0 | 0 | 0 | 0 | 0 | 0 | 0 | 0 | 0 | 0 | 0 | 0 | 0 | 0 | 0 | 0 | 0 | 0 | 0 | 0 | 0 | 0 | 0 | 0 | 0 | 0 | 0 | 0 | 0 | 0 | 0 | 0 | 0 | 0 | 0 | 0 | 0 | 0
|  | Drawdown (E: debt size) | EUR k | 90176.6324 |  | 90176.6324 | 0 | 0 | 0 | 0 | 0 | 0 | 0 | 0 | 0 | 0 | 0 | 0 | 0 | 11364.7263 | 11117.667 | 11241.1966 | 11364.7263 | 11364.7263 | 11117.667 | 11241.1966 | 11364.7263 | 0 | 0 | 0 | 0 | 0 | 0 | 0 | 0 | 0 | 0 | 0 | 0 | 0 | 0 | 0 | 0 | 0 | 0 | 0 | 0 | 0 | 0 | 0 | 0 | 0 | 0 | 0 | 0 | 0 | 0 | 0 | 0 | 0 | 0 | 0 | 0 | 0 | 0 | 0 | 0 | 0 | 0 | 0 | 0 | 0 | 0 | 0 | 0 | 0 | 0 | 0 | 0 | 0 | 0 | 0 | 0 | 0 | 0 | 0 | 0 | 0 | 0 | 0 | 0 | 0 | 0 | 0 | 0 | 0 | 0 | 0 | 0 | 0 | 0 | 0 | 0 | 0 | 0 | 0 | 0 | 0 | 0 | 0 | 0 | 0 | 0 | 0 | 0 | 0 | 0 | 0 | 0 | 0 | 0 | 0 | 0 | 0 | 0 | 0 | 0 | 0 | 0 | 0 | 0 | 0 | 0 | 0 | 0 | 0 | 0 | 0 | 0 | 0 | 0 | 0 | 0 | 0 | 0 | 0 | 0
|  | Interest capitalised (F: rate per period) | EUR k |  | 1.25% | 4043.8715 | 0 | 0 | 0 | 0 | 0 | 0 | 0 | 0 | 0 | 0 | 0 | 0 | 0 | 0 | 142.0591 | 282.8057 | 426.8557 | 574.2505 | 723.4877 | 871.5021 | 1022.9108 | 0 | 0 | 0 | 0 | 0 | 0 | 0 | 0 | 0 | 0 | 0 | 0 | 0 | 0 | 0 | 0 | 0 | 0 | 0 | 0 | 0 | 0 | 0 | 0 | 0 | 0 | 0 | 0 | 0 | 0 | 0 | 0 | 0 | 0 | 0 | 0 | 0 | 0 | 0 | 0 | 0 | 0 | 0 | 0 | 0 | 0 | 0 | 0 | 0 | 0 | 0 | 0 | 0 | 0 | 0 | 0 | 0 | 0 | 0 | 0 | 0 | 0 | 0 | 0 | 0 | 0 | 0 | 0 | 0 | 0 | 0 | 0 | 0 | 0 | 0 | 0 | 0 | 0 | 0 | 0 | 0 | 0 | 0 | 0 | 0 | 0 | 0 | 0 | 0 | 0 | 0 | 0 | 0 | 0 | 0 | 0 | 0 | 0 | 0 | 0 | 0 | 0 | 0 | 0 | 0 | 0 | 0 | 0 | 0 | 0 | 0 | 0 | 0 | 0 | 0 | 0 | 0 | 0 | 0 | 0
|  | Repayment (level annuity) | EUR k |  |  | -94220.5039 | 0 | 0 | 0 | 0 | 0 | 0 | 0 | 0 | 0 | 0 | 0 | 0 | 0 | 0 | 0 | 0 | 0 | 0 | 0 | 0 | 0 | -1829.8954 | -1852.7691 | -1875.9287 | -1899.3778 | -1923.12 | -1947.159 | -1971.4985 | -1996.1423 | -2021.094 | -2046.3577 | -2071.9372 | -2097.8364 | -2124.0594 | -2150.6101 | -2177.4927 | -2204.7114 | -2232.2703 | -2260.1737 | -2288.4258 | -2317.0312 | -2345.994 | -2375.319 | -2405.0105 | -2435.0731 | -2465.5115 | -2496.3304 | -2527.5345 | -2559.1287 | -2591.1178 | -2623.5068 | -2656.3006 | -2689.5044 | -2723.1232 | -2757.1622 | -2791.6267 | -2826.5221 | -2861.8536 | -2897.6268 | -2933.8471 | -2970.5202 | 0 | 0 | 0 | 0 | 0 | 0 | 0 | 0 | 0 | 0 | 0 | 0 | 0 | 0 | 0 | 0 | 0 | 0 | 0 | 0 | 0 | 0 | 0 | 0 | 0 | 0 | 0 | 0 | 0 | 0 | 0 | 0 | 0 | 0 | 0 | 0 | 0 | 0 | 0 | 0 | 0 | 0 | 0 | 0 | 0 | 0 | 0 | 0 | 0 | 0 | 0 | 0 | 0 | 0 | 0 | 0 | 0 | 0 | 0 | 0 | 0 | 0 | 0 | 0 | 0 | 0 | 0 | 0 | 0 | 0 | 0 | 0 | 0 | 0 | 0 | 0 | 0 | 0 | 0 | 0
|  | Closing balance | EUR k |  |  |  | 0 | 0 | 0 | 0 | 0 | 0 | 0 | 0 | 0 | 0 | 0 | 0 | 0 | 11364.7263 | 22624.4524 | 34148.4547 | 45940.0366 | 57879.0134 | 69720.1681 | 81832.8668 | 94220.5039 | 92390.6085 | 90537.8394 | 88661.9107 | 86762.5329 | 84839.4128 | 82892.2538 | 80920.7553 | 78924.613 | 76903.519 | 74857.1612 | 72785.2241 | 70687.3877 | 68563.3283 | 66412.7182 | 64235.2255 | 62030.5141 | 59798.2438 | 57538.0701 | 55249.6443 | 52932.6132 | 50586.6191 | 48211.3002 | 45806.2897 | 43371.2166 | 40905.7051 | 38409.3747 | 35881.8402 | 33322.7115 | 30731.5937 | 28108.0869 | 25451.7863 | 22762.2819 | 20039.1588 | 17281.9965 | 14490.3698 | 11663.8477 | 8801.9941 | 5904.3673 | 2970.5202 | 0 | 0 | 0 | 0 | 0 | 0 | 0 | 0 | 0 | 0 | 0 | 0 | 0 | 0 | 0 | 0 | 0 | 0 | 0 | 0 | 0 | 0 | 0 | 0 | 0 | 0 | 0 | 0 | 0 | 0 | 0 | 0 | 0 | 0 | 0 | 0 | 0 | 0 | 0 | 0 | 0 | 0 | 0 | 0 | 0 | 0 | 0 | 0 | 0 | 0 | 0 | 0 | 0 | 0 | 0 | 0 | 0 | 0 | 0 | 0 | 0 | 0 | 0 | 0 | 0 | 0 | 0 | 0 | 0 | 0 | 0 | 0 | 0 | 0 | 0 | 0 | 0 | 0 | 0 | 0 | 0
|  | Interest paid | EUR k |  |  | -26085.5643 | 0 | 0 | 0 | 0 | 0 | 0 | 0 | 0 | 0 | 0 | 0 | 0 | 0 | 0 | 0 | 0 | 0 | 0 | 0 | 0 | 0 | -1177.7563 | -1154.8826 | -1131.723 | -1108.2739 | -1084.5317 | -1060.4927 | -1036.1532 | -1011.5094 | -986.5577 | -961.294 | -935.7145 | -909.8153 | -883.5923 | -857.0416 | -830.159 | -802.9403 | -775.3814 | -747.478 | -719.2259 | -690.6206 | -661.6577 | -632.3327 | -602.6413 | -572.5786 | -542.1402 | -511.3213 | -480.1172 | -448.523 | -416.5339 | -384.1449 | -351.3511 | -318.1473 | -284.5285 | -250.4895 | -216.025 | -181.1296 | -145.7981 | -110.0249 | -73.8046 | -37.1315 | 0 | 0 | 0 | 0 | 0 | 0 | 0 | 0 | 0 | 0 | 0 | 0 | 0 | 0 | 0 | 0 | 0 | 0 | 0 | 0 | 0 | 0 | 0 | 0 | 0 | 0 | 0 | 0 | 0 | 0 | 0 | 0 | 0 | 0 | 0 | 0 | 0 | 0 | 0 | 0 | 0 | 0 | 0 | 0 | 0 | 0 | 0 | 0 | 0 | 0 | 0 | 0 | 0 | 0 | 0 | 0 | 0 | 0 | 0 | 0 | 0 | 0 | 0 | 0 | 0 | 0 | 0 | 0 | 0 | 0 | 0 | 0 | 0 | 0 | 0 | 0 | 0 | 0 | 0 | 0
|  | Upfront fee | EUR k |  |  | -1578.0911 | 0 | 0 | 0 | 0 | 0 | 0 | 0 | 0 | 0 | 0 | 0 | 0 | 0 | -1578.0911 | 0 | 0 | 0 | 0 | 0 | 0 | 0 | 0 | 0 | 0 | 0 | 0 | 0 | 0 | 0 | 0 | 0 | 0 | 0 | 0 | 0 | 0 | 0 | 0 | 0 | 0 | 0 | 0 | 0 | 0 | 0 | 0 | 0 | 0 | 0 | 0 | 0 | 0 | 0 | 0 | 0 | 0 | 0 | 0 | 0 | 0 | 0 | 0 | 0 | 0 | 0 | 0 | 0 | 0 | 0 | 0 | 0 | 0 | 0 | 0 | 0 | 0 | 0 | 0 | 0 | 0 | 0 | 0 | 0 | 0 | 0 | 0 | 0 | 0 | 0 | 0 | 0 | 0 | 0 | 0 | 0 | 0 | 0 | 0 | 0 | 0 | 0 | 0 | 0 | 0 | 0 | 0 | 0 | 0 | 0 | 0 | 0 | 0 | 0 | 0 | 0 | 0 | 0 | 0 | 0 | 0 | 0 | 0 | 0 | 0 | 0 | 0 | 0 | 0 | 0 | 0 | 0 | 0 | 0 | 0 | 0 | 0 | 0 | 0 | 0 | 0 | 0
|  | Commitment fee | EUR k |  |  | -913.0468 | 0 | 0 | 0 | 0 | 0 | 0 | 0 | 0 | 0 | 0 | 0 | 0 | 0 | -204.5651 | -174.8977 | -151.8947 | -128.0633 | -102.2825 | -74.8387 | -50.724 | -25.7808 | 0 | 0 | 0 | 0 | 0 | 0 | 0 | 0 | 0 | 0 | 0 | 0 | 0 | 0 | 0 | 0 | 0 | 0 | 0 | 0 | 0 | 0 | 0 | 0 | 0 | 0 | 0 | 0 | 0 | 0 | 0 | 0 | 0 | 0 | 0 | 0 | 0 | 0 | 0 | 0 | 0 | 0 | 0 | 0 | 0 | 0 | 0 | 0 | 0 | 0 | 0 | 0 | 0 | 0 | 0 | 0 | 0 | 0 | 0 | 0 | 0 | 0 | 0 | 0 | 0 | 0 | 0 | 0 | 0 | 0 | 0 | 0 | 0 | 0 | 0 | 0 | 0 | 0 | 0 | 0 | 0 | 0 | 0 | 0 | 0 | 0 | 0 | 0 | 0 | 0 | 0 | 0 | 0 | 0 | 0 | 0 | 0 | 0 | 0 | 0 | 0 | 0 | 0 | 0 | 0 | 0 | 0 | 0 | 0 | 0 | 0 | 0 | 0 | 0 | 0 | 0 | 0 | 0 | 0 | 0
|  | Build cost (capex, connection, municipal, debt fees) | EUR k |  |  | -152785.5253 | 0 | 0 | 0 | 0 | 0 | 0 | 0 | 0 | 0 | 0 | -20179.3874 | 0 | 0 | -17550.5739 | -15600.0346 | -15748.4221 | -15895.9811 | -15870.2003 | -15499.9756 | -15647.2514 | -20793.6986 | 0 | 0 | 0 | 0 | 0 | 0 | 0 | 0 | 0 | 0 | 0 | 0 | 0 | 0 | 0 | 0 | 0 | 0 | 0 | 0 | 0 | 0 | 0 | 0 | 0 | 0 | 0 | 0 | 0 | 0 | 0 | 0 | 0 | 0 | 0 | 0 | 0 | 0 | 0 | 0 | 0 | 0 | 0 | 0 | 0 | 0 | 0 | 0 | 0 | 0 | 0 | 0 | 0 | 0 | 0 | 0 | 0 | 0 | 0 | 0 | 0 | 0 | 0 | 0 | 0 | 0 | 0 | 0 | 0 | 0 | 0 | 0 | 0 | 0 | 0 | 0 | 0 | 0 | 0 | 0 | 0 | 0 | 0 | 0 | 0 | 0 | 0 | 0 | 0 | 0 | 0 | 0 | 0 | 0 | 0 | 0 | 0 | 0 | 0 | 0 | 0 | 0 | 0 | 0 | 0 | 0 | 0 | 0 | 0 | 0 | 0 | 0 | 0 | 0 | 0 | 0 | 0 | 0 | 0 | 0
x |  | Operations
|  | Operating year | # |  |  |  | 0 | 0 | 0 | 0 | 0 | 0 | 0 | 0 | 0 | 0 | 0 | 0 | 0 | 0 | 0 | 0 | 0 | 0 | 0 | 0 | 0 | 1 | 1 | 1 | 1 | 2 | 2 | 2 | 2 | 3 | 3 | 3 | 3 | 4 | 4 | 4 | 4 | 5 | 5 | 5 | 5 | 6 | 6 | 6 | 6 | 7 | 7 | 7 | 7 | 8 | 8 | 8 | 8 | 9 | 9 | 9 | 9 | 10 | 10 | 10 | 10 | 11 | 11 | 11 | 11 | 12 | 12 | 12 | 12 | 13 | 13 | 13 | 13 | 14 | 14 | 14 | 14 | 15 | 15 | 15 | 15 | 16 | 16 | 16 | 16 | 17 | 17 | 17 | 17 | 18 | 18 | 18 | 18 | 19 | 19 | 19 | 19 | 20 | 20 | 20 | 20 | 21 | 21 | 21 | 21 | 22 | 22 | 22 | 22 | 23 | 23 | 23 | 23 | 24 | 24 | 24 | 24 | 25 | 25 | 25 | 25 | 26 | 26 | 26 | 26 | 27 | 27 | 27 | 27 | 28 | 28 | 28 | 28 | 29 | 29 | 29 | 29 | 30 | 30 | 30 | 30
|  | Opex escalation index | factor |  |  |  | 0.88385 | 0.88385 | 0.90595 | 0.90595 | 0.90595 | 0.90595 | 0.9286 | 0.9286 | 0.9286 | 0.9286 | 0.95181 | 0.95181 | 0.95181 | 0.95181 | 0.97561 | 0.97561 | 0.97561 | 0.97561 | 1 | 1 | 1 | 1 | 1.025 | 1.025 | 1.025 | 1.025 | 1.0506 | 1.0506 | 1.0506 | 1.0506 | 1.0769 | 1.0769 | 1.0769 | 1.0769 | 1.1038 | 1.1038 | 1.1038 | 1.1038 | 1.1314 | 1.1314 | 1.1314 | 1.1314 | 1.1597 | 1.1597 | 1.1597 | 1.1597 | 1.1887 | 1.1887 | 1.1887 | 1.1887 | 1.2184 | 1.2184 | 1.2184 | 1.2184 | 1.2489 | 1.2489 | 1.2489 | 1.2489 | 1.2801 | 1.2801 | 1.2801 | 1.2801 | 1.3121 | 1.3121 | 1.3121 | 1.3121 | 1.3449 | 1.3449 | 1.3449 | 1.3449 | 1.3785 | 1.3785 | 1.3785 | 1.3785 | 1.413 | 1.413 | 1.413 | 1.413 | 1.4483 | 1.4483 | 1.4483 | 1.4483 | 1.4845 | 1.4845 | 1.4845 | 1.4845 | 1.5216 | 1.5216 | 1.5216 | 1.5216 | 1.5597 | 1.5597 | 1.5597 | 1.5597 | 1.5987 | 1.5987 | 1.5987 | 1.5987 | 1.6386 | 1.6386 | 1.6386 | 1.6386 | 1.6796 | 1.6796 | 1.6796 | 1.6796 | 1.7216 | 1.7216 | 1.7216 | 1.7216 | 1.7646 | 1.7646 | 1.7646 | 1.7646 | 1.8087 | 1.8087 | 1.8087 | 1.8087 | 1.8539 | 1.8539 | 1.8539 | 1.8539 | 1.9003 | 1.9003 | 1.9003 | 1.9003 | 1.9478 | 1.9478 | 1.9478 | 1.9478 | 1.9965 | 1.9965 | 1.9965 | 1.9965 | 2.0464 | 2.0464 | 2.0464 | 2.0464 | 2.0976 | 2.0976 | 2.0976
|  | PPA price | EUR/MWh |  |  |  | 85.6319 | 85.6319 | 86.4882 | 86.4882 | 86.4882 | 86.4882 | 87.3531 | 87.3531 | 87.3531 | 87.3531 | 88.2266 | 88.2266 | 88.2266 | 88.2266 | 89.1089 | 89.1089 | 89.1089 | 89.1089 | 90 | 90 | 90 | 90 | 90.9 | 90.9 | 90.9 | 90.9 | 91.809 | 91.809 | 91.809 | 91.809 | 92.7271 | 92.7271 | 92.7271 | 92.7271 | 93.6544 | 93.6544 | 93.6544 | 93.6544 | 94.5909 | 94.5909 | 94.5909 | 94.5909 | 95.5368 | 95.5368 | 95.5368 | 95.5368 | 96.4922 | 96.4922 | 96.4922 | 96.4922 | 97.4571 | 97.4571 | 97.4571 | 97.4571 | 98.4317 | 98.4317 | 98.4317 | 98.4317 | 99.416 | 99.416 | 99.416 | 99.416 | 100.4102 | 100.4102 | 100.4102 | 100.4102 | 101.4143 | 101.4143 | 101.4143 | 101.4143 | 102.4284 | 102.4284 | 102.4284 | 102.4284 | 103.4527 | 103.4527 | 103.4527 | 103.4527 | 104.4872 | 104.4872 | 104.4872 | 104.4872 | 105.5321 | 105.5321 | 105.5321 | 105.5321 | 106.5874 | 106.5874 | 106.5874 | 106.5874 | 107.6533 | 107.6533 | 107.6533 | 107.6533 | 108.7298 | 108.7298 | 108.7298 | 108.7298 | 109.8171 | 109.8171 | 109.8171 | 109.8171 | 110.9153 | 110.9153 | 110.9153 | 110.9153 | 112.0244 | 112.0244 | 112.0244 | 112.0244 | 113.1447 | 113.1447 | 113.1447 | 113.1447 | 114.2761 | 114.2761 | 114.2761 | 114.2761 | 115.4189 | 115.4189 | 115.4189 | 115.4189 | 116.5731 | 116.5731 | 116.5731 | 116.5731 | 117.7388 | 117.7388 | 117.7388 | 117.7388 | 118.9162 | 118.9162 | 118.9162 | 118.9162 | 120.1053 | 120.1053 | 120.1053 | 120.1053 | 121.3064 | 121.3064 | 121.3064
|  | Net generation | MWh |  |  | 6931492.2446 | 0 | 0 | 0 | 0 | 0 | 0 | 0 | 0 | 0 | 0 | 0 | 0 | 0 | 0 | 0 | 0 | 0 | 0 | 0 | 0 | 0 | 60765.3699 | 60104.8767 | 60104.8767 | 60765.3699 | 60583.0738 | 59266.0504 | 59924.5621 | 60583.0738 | 60401.3245 | 59088.2523 | 59744.7884 | 60401.3245 | 60220.1206 | 58910.9875 | 59565.554 | 60220.1206 | 60039.4602 | 59386.8574 | 59386.8574 | 60039.4602 | 59859.3418 | 58558.0518 | 59208.6968 | 59859.3418 | 59679.7638 | 58382.3776 | 59031.0707 | 59679.7638 | 59500.7245 | 58207.2305 | 58853.9775 | 59500.7245 | 59322.2223 | 58677.4156 | 58677.4156 | 59322.2223 | 59144.2557 | 57858.511 | 58501.3833 | 59144.2557 | 58966.8229 | 57684.9354 | 58325.8792 | 58966.8229 | 58789.9224 | 57511.8806 | 58150.9015 | 58789.9224 | 58613.5527 | 57976.4488 | 57976.4488 | 58613.5527 | 58437.712 | 57167.327 | 57802.5195 | 58437.712 | 58262.3989 | 56995.825 | 57629.1119 | 58262.3989 | 58087.6117 | 56824.8375 | 57456.2246 | 58087.6117 | 57913.3488 | 57283.8559 | 57283.8559 | 57913.3488 | 57739.6088 | 56484.3999 | 57112.0043 | 57739.6088 | 57566.39 | 56314.9467 | 56940.6683 | 57566.39 | 57393.6908 | 56146.0019 | 56769.8463 | 57393.6908 | 57221.5097 | 56599.5368 | 56599.5368 | 57221.5097 | 57049.8452 | 55809.6312 | 56429.7382 | 57049.8452 | 56878.6957 | 55642.2023 | 56260.449 | 56878.6957 | 56708.0596 | 55475.2757 | 56091.6676 | 56708.0596 | 56537.9354 | 55923.3926 | 55923.3926 | 56537.9354 | 56368.3216 | 55142.9233 | 55755.6224 | 56368.3216 | 56199.2166 | 54977.4945 | 55588.3556 | 56199.2166 | 56030.619 | 54812.562 | 55421.5905 | 56030.619 | 55862.5271 | 55255.3257 | 55255.3257 | 55862.5271 | 55694.9395 | 54484.18 | 55089.5597 | 55694.9395
|  | Revenue | EUR k |  |  | 727113.7394 | 0 | 0 | 0 | 0 | 0 | 0 | 0 | 0 | 0 | 0 | 0 | 0 | 0 | 0 | 0 | 0 | 0 | 0 | 0 | 0 | 0 | 5468.8833 | 5463.5333 | 5463.5333 | 5523.5721 | 5507.0014 | 5441.1568 | 5501.6141 | 5562.0714 | 5545.3852 | 5479.0817 | 5539.9604 | 5600.8391 | 5584.0365 | 5517.2709 | 5578.5739 | 5639.8769 | 5622.9573 | 5617.4566 | 5617.4566 | 5679.1868 | 5662.1493 | 5594.4497 | 5656.6102 | 5718.7708 | 5701.6145 | 5633.443 | 5696.0368 | 5758.6306 | 5741.3547 | 5672.7081 | 5735.7382 | 5798.7683 | 5781.372 | 5775.7163 | 5775.7163 | 5839.1857 | 5821.6681 | 5752.0612 | 5815.973 | 5879.8848 | 5862.2452 | 5792.1531 | 5856.5103 | 5920.8676 | 5903.105 | 5832.5244 | 5897.3302 | 5962.136 | 5944.2496 | 5938.4346 | 5938.4346 | 6003.6921 | 5985.6811 | 5914.1131 | 5979.8255 | 6045.5379 | 6027.4013 | 5955.3345 | 6021.5049 | 6087.6753 | 6069.4122 | 5996.8432 | 6063.4748 | 6130.1064 | 6111.716 | 6105.7372 | 6105.7372 | 6172.8332 | 6154.3147 | 6080.7305 | 6148.2942 | 6215.8579 | 6197.2103 | 6123.1132 | 6191.1478 | 6259.1824 | 6240.4048 | 6165.7913 | 6234.3001 | 6302.8089 | 6283.9005 | 6277.7532 | 6277.7532 | 6346.7395 | 6327.6992 | 6252.042 | 6321.5091 | 6390.9762 | 6371.8033 | 6295.6187 | 6365.57 | 6435.5213 | 6416.2148 | 6339.4992 | 6409.938 | 6480.3769 | 6460.9358 | 6454.6153 | 6454.6153 | 6525.5452 | 6505.9685 | 6428.1798 | 6499.604 | 6571.0282 | 6551.3151 | 6472.9842 | 6544.9062 | 6616.8283 | 6596.9778 | 6518.1009 | 6590.5242 | 6662.9476 | 6642.9587 | 6636.4602 | 6636.4602 | 6709.3883 | 6689.2601 | 6609.2799 | 6682.7163 | 6756.1527
|  | Variable opex (balancing, grid) | EUR k |  |  | -51382.5373 | 0 | 0 | 0 | 0 | 0 | 0 | 0 | 0 | 0 | 0 | 0 | 0 | 0 | 0 | 0 | 0 | 0 | 0 | 0 | 0 | 0 | -303.8268 | -308.0375 | -308.0375 | -311.4225 | -310.4883 | -311.332 | -314.7912 | -318.2505 | -317.2957 | -318.1579 | -321.693 | -325.2281 | -324.2524 | -325.1335 | -328.7461 | -332.3587 | -331.3617 | -335.9539 | -335.9539 | -339.6457 | -338.6268 | -339.5469 | -343.3197 | -347.0924 | -346.0511 | -346.9915 | -350.847 | -354.7024 | -353.6383 | -354.5993 | -358.5393 | -362.4793 | -361.3918 | -366.4003 | -366.4003 | -370.4266 | -369.3154 | -370.3189 | -374.4336 | -378.5482 | -377.4126 | -378.4382 | -382.643 | -386.8479 | -385.6874 | -386.7354 | -391.0325 | -395.3295 | -394.1436 | -399.6059 | -399.6059 | -403.9971 | -402.7852 | -403.8797 | -408.3672 | -412.8548 | -411.6162 | -412.7347 | -417.3207 | -421.9066 | -420.6409 | -421.784 | -426.4704 | -431.1569 | -429.8635 | -435.8208 | -435.8208 | -440.61 | -439.2882 | -440.4819 | -445.3762 | -450.2704 | -448.9196 | -450.1395 | -455.141 | -460.1426 | -458.7622 | -460.0088 | -465.12 | -470.2312 | -468.8205 | -475.3178 | -475.3178 | -480.541 | -479.0994 | -480.4013 | -485.7391 | -491.0769 | -489.6037 | -490.9341 | -496.3889 | -501.8438 | -500.3382 | -501.6979 | -507.2723 | -512.8467 | -511.3082 | -518.3942 | -518.3942 | -524.0909 | -522.5186 | -523.9385 | -529.76 | -535.5816 | -533.9748 | -535.4258 | -541.375 | -547.3242 | -545.6822 | -547.165 | -553.2446 | -559.3243 | -557.6463 | -565.3745 | -565.3745 | -571.5874 | -569.8727 | -571.4212 | -577.7704 | -584.1195
|  | Fixed opex and administration | EUR k |  |  | -105177.0374 | 0 | 0 | 0 | 0 | 0 | 0 | 0 | 0 | 0 | 0 | 0 | 0 | 0 | 0 | 0 | 0 | 0 | 0 | 0 | 0 | 0 | -592.3288 | -600.5377 | -600.5377 | -607.137 | -607.137 | -608.7868 | -615.5511 | -622.3154 | -622.3154 | -624.0065 | -630.9399 | -637.8733 | -637.8733 | -639.6066 | -646.7134 | -653.8201 | -653.8201 | -662.8812 | -662.8812 | -670.1656 | -670.1656 | -671.9867 | -679.4533 | -686.9198 | -686.9198 | -688.7864 | -696.4396 | -704.0928 | -704.0928 | -706.0061 | -713.8506 | -721.6951 | -721.6951 | -731.6968 | -731.6968 | -739.7375 | -739.7375 | -741.7476 | -749.9893 | -758.2309 | -758.2309 | -760.2913 | -768.739 | -777.1867 | -777.1867 | -779.2986 | -787.9575 | -796.6163 | -796.6163 | -807.6564 | -807.6564 | -816.5317 | -816.5317 | -818.7506 | -827.8478 | -836.945 | -836.945 | -839.2193 | -848.544 | -857.8687 | -857.8687 | -860.1998 | -869.7576 | -879.3154 | -879.3154 | -891.5015 | -891.5015 | -901.2983 | -901.2983 | -903.7474 | -913.7891 | -923.8307 | -923.8307 | -926.3411 | -936.6338 | -946.9265 | -946.9265 | -949.4997 | -960.0497 | -970.5997 | -970.5997 | -984.0509 | -984.0509 | -994.8646 | -994.8646 | -997.5681 | -1008.6522 | -1019.7363 | -1019.7363 | -1022.5073 | -1033.8685 | -1045.2297 | -1045.2297 | -1048.07 | -1059.7152 | -1071.3604 | -1071.3604 | -1086.2081 | -1086.2081 | -1098.1444 | -1098.1444 | -1101.1285 | -1113.3633 | -1125.598 | -1125.598 | -1128.6567 | -1141.1974 | -1153.738 | -1153.738 | -1156.8731 | -1169.7273 | -1182.5814 | -1182.5814 | -1198.9705 | -1198.9705 | -1212.146 | -1212.146 | -1215.4398 | -1228.9447 | -1242.4496
|  | Land lease | EUR k |  |  | -14015.8951 | 0 | 0 | 0 | 0 | 0 | 0 | 0 | 0 | 0 | 0 | 0 | 0 | 0 | -71.9728 | -72.1684 | -72.9703 | -73.7721 | -73.7721 | -73.9726 | -74.7945 | -75.6164 | -75.6164 | -76.6644 | -76.6644 | -77.5068 | -77.5068 | -77.7175 | -78.581 | -79.4445 | -79.4445 | -79.6604 | -80.5455 | -81.4306 | -81.4306 | -81.6519 | -82.5592 | -83.4664 | -83.4664 | -84.6231 | -84.6231 | -85.5531 | -85.5531 | -85.7855 | -86.7387 | -87.6919 | -87.6919 | -87.9302 | -88.9072 | -89.8842 | -89.8842 | -90.1284 | -91.1299 | -92.1313 | -92.1313 | -93.4081 | -93.4081 | -94.4346 | -94.4346 | -94.6912 | -95.7433 | -96.7954 | -96.7954 | -97.0585 | -98.1369 | -99.2153 | -99.2153 | -99.4849 | -100.5903 | -101.6957 | -101.6957 | -103.1051 | -103.1051 | -104.2381 | -104.2381 | -104.5214 | -105.6827 | -106.844 | -106.844 | -107.1344 | -108.3248 | -109.5151 | -109.5151 | -109.8127 | -111.0329 | -112.253 | -112.253 | -113.8087 | -113.8087 | -115.0594 | -115.0594 | -115.372 | -116.6539 | -117.9358 | -117.9358 | -118.2563 | -119.5703 | -120.8842 | -120.8842 | -121.2127 | -122.5595 | -123.9063 | -123.9063 | -125.6235 | -125.6235 | -127.004 | -127.004 | -127.3491 | -128.7641 | -130.1791 | -130.1791 | -130.5328 | -131.9832 | -133.4336 | -133.4336 | -133.7962 | -135.2828 | -136.7694 | -136.7694 | -138.6649 | -138.6649 | -140.1886 | -140.1886 | -140.5696 | -142.1315 | -143.6934 | -143.6934 | -144.0838 | -145.6848 | -147.2857 | -147.2857 | -147.6859 | -149.3269 | -150.9678 | -150.9678 | -153.0601 | -153.0601 | -154.742 | -154.742 | -155.1625 | -156.8866 | -158.6106
|  | MEKH fee and HIPA | EUR k |  |  | -15269.3885 | 0 | 0 | 0 | 0 | 0 | 0 | 0 | 0 | 0 | 0 | 0 | 0 | 0 | 0 | 0 | 0 | 0 | 0 | 0 | 0 | 0 | -114.8465 | -114.7342 | -114.7342 | -115.995 | -115.647 | -114.2643 | -115.5339 | -116.8035 | -116.4531 | -115.0607 | -116.3392 | -117.6176 | -117.2648 | -115.8627 | -117.1501 | -118.4374 | -118.0821 | -117.9666 | -117.9666 | -119.2629 | -118.9051 | -117.4834 | -118.7888 | -120.0942 | -119.7339 | -118.3023 | -119.6168 | -120.9312 | -120.5684 | -119.1269 | -120.4505 | -121.7741 | -121.4088 | -121.29 | -121.29 | -122.6229 | -122.255 | -120.7933 | -122.1354 | -123.4776 | -123.1071 | -121.6352 | -122.9867 | -124.3382 | -123.9652 | -122.483 | -123.8439 | -125.2049 | -124.8292 | -124.7071 | -124.7071 | -126.0775 | -125.6993 | -124.1964 | -125.5763 | -126.9563 | -126.5754 | -125.062 | -126.4516 | -127.8412 | -127.4577 | -125.9337 | -127.333 | -128.7322 | -128.346 | -128.2205 | -128.2205 | -129.6295 | -129.2406 | -127.6953 | -129.1142 | -130.533 | -130.1414 | -128.5854 | -130.0141 | -131.4428 | -131.0485 | -129.4816 | -130.9203 | -132.359 | -131.9619 | -131.8328 | -131.8328 | -133.2815 | -132.8817 | -131.2929 | -132.7517 | -134.2105 | -133.8079 | -132.208 | -133.677 | -135.1459 | -134.7405 | -133.1295 | -134.6087 | -136.0879 | -135.6797 | -135.5469 | -135.5469 | -137.0364 | -136.6253 | -134.9918 | -136.4917 | -137.9916 | -137.5776 | -135.9327 | -137.443 | -138.9534 | -138.5365 | -136.8801 | -138.401 | -139.9219 | -139.5021 | -139.3657 | -139.3657 | -140.8972 | -140.4745 | -138.7949 | -140.337 | -141.8792
|  | Opex contingency | EUR k |  |  | -8565.1292 | 0 | 0 | 0 | 0 | 0 | 0 | 0 | 0 | 0 | 0 | 0 | 0 | 0 | -3.5986 | -3.6084 | -3.6485 | -3.6886 | -3.6886 | -3.6986 | -3.7397 | -3.7808 | -48.862 | -49.5352 | -49.5352 | -50.0795 | -50.032 | -50.1639 | -50.7212 | -51.2786 | -51.2301 | -51.3652 | -51.9359 | -52.5066 | -52.457 | -52.5955 | -53.1799 | -53.7643 | -53.7136 | -54.4538 | -54.4538 | -55.0522 | -55.0004 | -55.1457 | -55.7584 | -56.3711 | -56.3182 | -56.4671 | -57.0945 | -57.7219 | -57.6678 | -57.8203 | -58.4628 | -59.1052 | -59.05 | -59.864 | -59.864 | -60.5219 | -60.4655 | -60.6255 | -61.2991 | -61.9727 | -61.9151 | -62.079 | -62.7688 | -63.4585 | -63.3996 | -63.5676 | -64.2739 | -64.9802 | -64.92 | -65.8153 | -65.8153 | -66.5385 | -66.477 | -66.6533 | -67.3939 | -68.1345 | -68.0716 | -68.2522 | -69.0105 | -69.7689 | -69.7047 | -69.8897 | -70.6662 | -71.4428 | -71.3772 | -72.3618 | -72.3618 | -73.157 | -73.09 | -73.2841 | -74.0984 | -74.9126 | -74.8442 | -75.043 | -75.8768 | -76.7106 | -76.6407 | -76.8443 | -77.6982 | -78.552 | -78.4805 | -79.5635 | -79.5635 | -80.4378 | -80.3648 | -80.5785 | -81.4738 | -82.3692 | -82.2945 | -82.5135 | -83.4303 | -84.3471 | -84.2709 | -84.4952 | -85.434 | -86.3728 | -86.2949 | -87.4861 | -87.4861 | -88.4475 | -88.3679 | -88.6032 | -89.5877 | -90.5722 | -90.4909 | -90.732 | -91.7401 | -92.7482 | -92.6651 | -92.9121 | -93.9445 | -94.9768 | -94.8919 | -96.2021 | -96.2021 | -97.2592 | -97.1725 | -97.4316 | -98.5142 | -99.5968
|  | Community contribution (ÖSZ-2) | EUR k |  |  | -20794.4767 | 0 | 0 | 0 | 0 | 0 | 0 | 0 | 0 | 0 | 0 | 0 | 0 | 0 | 0 | 0 | 0 | 0 | 0 | 0 | 0 | 0 | -182.2961 | -180.3146 | -180.3146 | -182.2961 | -181.7492 | -177.7982 | -179.7737 | -181.7492 | -181.204 | -177.2648 | -179.2344 | -181.204 | -180.6604 | -176.733 | -178.6967 | -180.6604 | -180.1184 | -178.1606 | -178.1606 | -180.1184 | -179.578 | -175.6742 | -177.6261 | -179.578 | -179.0393 | -175.1471 | -177.0932 | -179.0393 | -178.5022 | -174.6217 | -176.5619 | -178.5022 | -177.9667 | -176.0322 | -176.0322 | -177.9667 | -177.4328 | -173.5755 | -175.5041 | -177.4328 | -176.9005 | -173.0548 | -174.9776 | -176.9005 | -176.3698 | -172.5356 | -174.4527 | -176.3698 | -175.8407 | -173.9293 | -173.9293 | -175.8407 | -175.3131 | -171.502 | -173.4076 | -175.3131 | -174.7872 | -170.9875 | -172.8873 | -174.7872 | -174.2628 | -170.4745 | -172.3687 | -174.2628 | -173.74 | -171.8516 | -171.8516 | -173.74 | -173.2188 | -169.4532 | -171.336 | -173.2188 | -172.6992 | -168.9448 | -170.822 | -172.6992 | -172.1811 | -168.438 | -170.3095 | -172.1811 | -171.6645 | -169.7986 | -169.7986 | -171.6645 | -171.1495 | -167.4289 | -169.2892 | -171.1495 | -170.6361 | -166.9266 | -168.7813 | -170.6361 | -170.1242 | -166.4258 | -168.275 | -170.1242 | -169.6138 | -167.7702 | -167.7702 | -169.6138 | -169.105 | -165.4288 | -167.2669 | -169.105 | -168.5976 | -164.9325 | -166.7651 | -168.5976 | -168.0919 | -164.4377 | -166.2648 | -168.0919 | -167.5876 | -165.766 | -165.766 | -167.5876 | -167.0848 | -163.4525 | -165.2687 | -167.0848
|  | EBITDA | EUR k |  |  | 511909.2751 | 0 | 0 | 0 | 0 | 0 | 0 | 0 | 0 | 0 | 0 | 0 | 0 | 0 | -75.5715 | -75.7768 | -76.6188 | -77.4607 | -77.4607 | -77.6712 | -78.5342 | -79.3973 | 4151.1065 | 4133.7098 | 4133.7098 | 4179.1351 | 4164.4411 | 4101.0943 | 4146.662 | 4192.2297 | 4177.4425 | 4113.5662 | 4159.2725 | 4204.9788 | 4190.098 | 4125.6877 | 4171.5286 | 4217.3696 | 4202.3951 | 4183.4174 | 4183.4174 | 4229.389 | 4214.3203 | 4148.8272 | 4194.9253 | 4241.0233 | 4225.8602 | 4159.8184 | 4206.0386 | 4252.2588 | 4237.001 | 4170.4054 | 4216.7433 | 4263.0811 | 4247.7283 | 4227.0247 | 4227.0247 | 4273.4756 | 4258.0275 | 4190.3092 | 4236.8682 | 4283.4272 | 4267.8835 | 4199.5961 | 4246.2583 | 4292.9205 | 4277.281 | 4208.4192 | 4255.1794 | 4301.9396 | 4286.2041 | 4263.6155 | 4263.6155 | 4310.4684 | 4294.6366 | 4224.6099 | 4271.55 | 4318.4901 | 4302.5617 | 4231.9443 | 4278.9659 | 4325.9875 | 4309.9623 | 4238.7488 | 4285.846 | 4332.9432 | 4316.8209 | 4292.1722 | 4292.1722 | 4339.339 | 4323.1194 | 4250.6965 | 4297.9264 | 4345.1564 | 4328.8394 | 4255.803 | 4303.0897 | 4350.3764 | 4333.9617 | 4260.3061 | 4307.6429 | 4354.9796 | 4338.467 | 4311.566 | 4311.566 | 4358.9459 | 4342.3352 | 4267.4231 | 4314.839 | 4362.2548 | 4345.5458 | 4269.9964 | 4317.4408 | 4364.8852 | 4348.0777 | 4271.8847 | 4319.3501 | 4366.8155 | 4349.9094 | 4320.545 | 4320.545 | 4368.0235 | 4351.0187 | 4273.5194 | 4321.003 | 4368.4865 | 4351.3828 | 4273.2207 | 4320.7009 | 4368.1811 | 4350.9784 | 4272.1469 | 4319.6152 | 4367.0835 | 4349.7815 | 4317.7214 | 4317.7214 | 4365.1689 | 4347.7677 | 4267.5772 | 4314.9947 | 4362.4122
x |  | Tax
|  | Tax depreciation (E: base) | EUR k | 155571.1356 |  | -155571.1356 | 0 | 0 | 0 | 0 | 0 | 0 | 0 | 0 | 0 | 0 | 0 | 0 | 0 | 0 | 0 | 0 | 0 | 0 | 0 | 0 | 0 | -1959.2806 | -1937.984 | -1937.984 | -1959.2806 | -1959.2806 | -1916.6875 | -1937.984 | -1959.2806 | -1959.2806 | -1916.6875 | -1937.984 | -1959.2806 | -1959.2806 | -1916.6875 | -1937.984 | -1959.2806 | -1959.2806 | -1937.984 | -1937.984 | -1959.2806 | -1959.2806 | -1916.6875 | -1937.984 | -1959.2806 | -1959.2806 | -1916.6875 | -1937.984 | -1959.2806 | -1959.2806 | -1916.6875 | -1937.984 | -1959.2806 | -1959.2806 | -1937.984 | -1937.984 | -1959.2806 | -1959.2806 | -1916.6875 | -1937.984 | -1959.2806 | -1959.2806 | -1916.6875 | -1937.984 | -1959.2806 | -1959.2806 | -1916.6875 | -1937.984 | -1959.2806 | -1959.2806 | -1937.984 | -1937.984 | -1959.2806 | -1959.2806 | -1916.6875 | -1937.984 | -1959.2806 | -1959.2806 | -1916.6875 | -1937.984 | -1959.2806 | -1959.2806 | -1916.6875 | -1937.984 | -1959.2806 | -1959.2806 | -1937.984 | -1937.984 | -1959.2806 | -1959.2806 | -1916.6875 | -1937.984 | -1959.2806 | -1959.2806 | -1916.6875 | -1937.984 | -1959.2806 | -1959.2806 | -1916.6875 | -1937.984 | -1959.2806 | 0 | 0 | 0 | 0 | 0 | 0 | 0 | 0 | 0 | 0 | 0 | 0 | 0 | 0 | 0 | 0 | 0 | 0 | 0 | 0 | 0 | 0 | 0 | 0 | 0 | 0 | 0 | 0 | 0 | 0 | 0 | 0 | 0 | 0 | 0 | 0 | 0 | 0 | 0 | 0
|  | Taxable income | EUR k |  |  | 324641.8129 | 0 | -178.5205 | -588.4445 | -43.8356 | -43.8356 | -184.3616 | -1290.0418 | -4.6096 | -164.0915 | -317.2261 | -304.6575 | 0 | 0 | -1858.2276 | -250.6745 | -228.5135 | -205.5241 | -179.7433 | -152.5099 | -129.2582 | -105.1781 | 1014.0697 | 1040.8431 | 1064.0027 | 1111.5807 | 1120.6289 | 1123.9141 | 1172.5248 | 1221.4397 | 1231.6042 | 1235.5847 | 1285.574 | 1335.8829 | 1347.2251 | 1351.9586 | 1403.3856 | 1455.1487 | 1467.7331 | 1497.9553 | 1526.2075 | 1579.4879 | 1593.3821 | 1599.8069 | 1654.3 | 1709.1642 | 1724.4395 | 1731.8096 | 1787.9374 | 1844.4552 | 1861.1865 | 1869.573 | 1927.4081 | 1985.6532 | 2003.9192 | 2038.5512 | 2073.0157 | 2133.0654 | 2152.9488 | 2163.5968 | 2225.0796 | 2287.0151 | 2308.603 | 2282.9086 | 2308.2743 | 2333.6399 | 2318.0005 | 2291.7317 | 2317.1954 | 2342.6591 | 2326.9236 | 2325.6315 | 2325.6315 | 2351.1879 | 2335.356 | 2307.9224 | 2333.566 | 2359.2095 | 2343.2811 | 2315.2568 | 2340.9819 | 2366.707 | 2350.6818 | 2322.0613 | 2347.8619 | 2373.6626 | 2357.5404 | 2354.1882 | 2354.1882 | 2380.0584 | 2363.8389 | 2334.009 | 2359.9424 | 2385.8758 | 2369.5588 | 2339.1155 | 2365.1057 | 2391.0959 | 2374.6811 | 2343.6186 | 2369.6588 | 2395.699 | 4338.467 | 4311.566 | 4311.566 | 4358.9459 | 4342.3352 | 4267.4231 | 4314.839 | 4362.2548 | 4345.5458 | 4269.9964 | 4317.4408 | 4364.8852 | 4348.0777 | 4271.8847 | 4319.3501 | 4366.8155 | 4349.9094 | 4320.545 | 4320.545 | 4368.0235 | 4351.0187 | 4273.5194 | 4321.003 | 4368.4865 | 4351.3828 | 4273.2207 | 4320.7009 | 4368.1811 | 4350.9784 | 4272.1469 | 4319.6152 | 4367.0835 | 4349.7815 | 4317.7214 | 4317.7214 | 4365.1689 | 4347.7677 | 4267.5772 | 4314.9947 | 4362.4122
|  | Tax losses: opening | EUR k |  |  |  | 0 | 0 | 178.5205 | 766.9651 | 810.8007 | 854.6363 | 1038.9979 | 2329.0397 | 2333.6493 | 2497.7408 | 2814.967 | 3119.6245 | 3119.6245 | 3119.6245 | 4977.8521 | 5228.5266 | 5457.0401 | 5662.5642 | 5842.3075 | 5994.8173 | 6124.0756 | 6229.2536 | 5215.184 | 4174.3408 | 3110.3381 | 1998.7574 | 878.1285 | 0 | 0 | 0 | 0 | 0 | 0 | 0 | 0 | 0 | 0 | 0 | 0 | 0 | 0 | 0 | 0 | 0 | 0 | 0 | 0 | 0 | 0 | 0 | 0 | 0 | 0 | 0 | 0 | 0 | 0 | 0 | 0 | 0 | 0 | 0 | 0 | 0 | 0 | 0 | 0 | 0 | 0 | 0 | 0 | 0 | 0 | 0 | 0 | 0 | 0 | 0 | 0 | 0 | 0 | 0 | 0 | 0 | 0 | 0 | 0 | 0 | 0 | 0 | 0 | 0 | 0 | 0 | 0 | 0 | 0 | 0 | 0 | 0 | 0 | 0 | 0 | 0 | 0 | 0 | 0 | 0 | 0 | 0 | 0 | 0 | 0 | 0 | 0 | 0 | 0 | 0 | 0 | 0 | 0 | 0 | 0 | 0 | 0 | 0 | 0 | 0 | 0 | 0 | 0 | 0 | 0 | 0 | 0 | 0 | 0 | 0 | 0 | 0 | 0
|  | Losses added | EUR k |  |  | 6229.2536 | 0 | 178.5205 | 588.4445 | 43.8356 | 43.8356 | 184.3616 | 1290.0418 | 4.6096 | 164.0915 | 317.2261 | 304.6575 | 0 | 0 | 1858.2276 | 250.6745 | 228.5135 | 205.5241 | 179.7433 | 152.5099 | 129.2582 | 105.1781 | 0 | 0 | 0 | 0 | 0 | 0 | 0 | 0 | 0 | 0 | 0 | 0 | 0 | 0 | 0 | 0 | 0 | 0 | 0 | 0 | 0 | 0 | 0 | 0 | 0 | 0 | 0 | 0 | 0 | 0 | 0 | 0 | 0 | 0 | 0 | 0 | 0 | 0 | 0 | 0 | 0 | 0 | 0 | 0 | 0 | 0 | 0 | 0 | 0 | 0 | 0 | 0 | 0 | 0 | 0 | 0 | 0 | 0 | 0 | 0 | 0 | 0 | 0 | 0 | 0 | 0 | 0 | 0 | 0 | 0 | 0 | 0 | 0 | 0 | 0 | 0 | 0 | 0 | 0 | 0 | 0 | 0 | 0 | 0 | 0 | 0 | 0 | 0 | 0 | 0 | 0 | 0 | 0 | 0 | 0 | 0 | 0 | 0 | 0 | 0 | 0 | 0 | 0 | 0 | 0 | 0 | 0 | 0 | 0 | 0 | 0 | 0 | 0 | 0 | 0 | 0 | 0 | 0 | 0 | 0
|  | Losses used | EUR k |  |  | -6229.2536 | 0 | 0 | 0 | 0 | 0 | 0 | 0 | 0 | 0 | 0 | 0 | 0 | 0 | 0 | 0 | 0 | 0 | 0 | 0 | 0 | 0 | -1014.0697 | -1040.8431 | -1064.0027 | -1111.5807 | -1120.6289 | -878.1285 | 0 | 0 | 0 | 0 | 0 | 0 | 0 | 0 | 0 | 0 | 0 | 0 | 0 | 0 | 0 | 0 | 0 | 0 | 0 | 0 | 0 | 0 | 0 | 0 | 0 | 0 | 0 | 0 | 0 | 0 | 0 | 0 | 0 | 0 | 0 | 0 | 0 | 0 | 0 | 0 | 0 | 0 | 0 | 0 | 0 | 0 | 0 | 0 | 0 | 0 | 0 | 0 | 0 | 0 | 0 | 0 | 0 | 0 | 0 | 0 | 0 | 0 | 0 | 0 | 0 | 0 | 0 | 0 | 0 | 0 | 0 | 0 | 0 | 0 | 0 | 0 | 0 | 0 | 0 | 0 | 0 | 0 | 0 | 0 | 0 | 0 | 0 | 0 | 0 | 0 | 0 | 0 | 0 | 0 | 0 | 0 | 0 | 0 | 0 | 0 | 0 | 0 | 0 | 0 | 0 | 0 | 0 | 0 | 0 | 0 | 0 | 0 | 0 | 0
|  | Tax losses: closing | EUR k |  |  |  | 0 | 178.5205 | 766.9651 | 810.8007 | 854.6363 | 1038.9979 | 2329.0397 | 2333.6493 | 2497.7408 | 2814.967 | 3119.6245 | 3119.6245 | 3119.6245 | 4977.8521 | 5228.5266 | 5457.0401 | 5662.5642 | 5842.3075 | 5994.8173 | 6124.0756 | 6229.2536 | 5215.184 | 4174.3408 | 3110.3381 | 1998.7574 | 878.1285 | 0 | 0 | 0 | 0 | 0 | 0 | 0 | 0 | 0 | 0 | 0 | 0 | 0 | 0 | 0 | 0 | 0 | 0 | 0 | 0 | 0 | 0 | 0 | 0 | 0 | 0 | 0 | 0 | 0 | 0 | 0 | 0 | 0 | 0 | 0 | 0 | 0 | 0 | 0 | 0 | 0 | 0 | 0 | 0 | 0 | 0 | 0 | 0 | 0 | 0 | 0 | 0 | 0 | 0 | 0 | 0 | 0 | 0 | 0 | 0 | 0 | 0 | 0 | 0 | 0 | 0 | 0 | 0 | 0 | 0 | 0 | 0 | 0 | 0 | 0 | 0 | 0 | 0 | 0 | 0 | 0 | 0 | 0 | 0 | 0 | 0 | 0 | 0 | 0 | 0 | 0 | 0 | 0 | 0 | 0 | 0 | 0 | 0 | 0 | 0 | 0 | 0 | 0 | 0 | 0 | 0 | 0 | 0 | 0 | 0 | 0 | 0 | 0 | 0 | 0
|  | Corporate income tax | EUR k |  |  | -29217.7632 | 0 | 0 | 0 | 0 | 0 | 0 | 0 | 0 | 0 | 0 | 0 | 0 | 0 | 0 | 0 | 0 | 0 | 0 | 0 | 0 | 0 | 0 | 0 | 0 | 0 | 0 | -22.1207 | -105.5272 | -109.9296 | -110.8444 | -111.2026 | -115.7017 | -120.2295 | -121.2503 | -121.6763 | -126.3047 | -130.9634 | -132.096 | -134.816 | -137.3587 | -142.1539 | -143.4044 | -143.9826 | -148.887 | -153.8248 | -155.1996 | -155.8629 | -160.9144 | -166.001 | -167.5068 | -168.2616 | -173.4667 | -178.7088 | -180.3527 | -183.4696 | -186.5714 | -191.9759 | -193.7654 | -194.7237 | -200.2572 | -205.8314 | -207.7743 | -205.4618 | -207.7447 | -210.0276 | -208.62 | -206.2559 | -208.5476 | -210.8393 | -209.4231 | -209.3068 | -209.3068 | -211.6069 | -210.182 | -207.713 | -210.0209 | -212.3289 | -210.8953 | -208.3731 | -210.6884 | -213.0036 | -211.5614 | -208.9855 | -211.3076 | -213.6296 | -212.1786 | -211.8769 | -211.8769 | -214.2053 | -212.7455 | -210.0608 | -212.3948 | -214.7288 | -213.2603 | -210.5204 | -212.8595 | -215.1986 | -213.7213 | -210.9257 | -213.2693 | -215.6129 | -390.462 | -388.0409 | -388.0409 | -392.3051 | -390.8102 | -384.0681 | -388.3355 | -392.6029 | -391.0991 | -384.2997 | -388.5697 | -392.8397 | -391.327 | -384.4696 | -388.7415 | -393.0134 | -391.4918 | -388.849 | -388.849 | -393.1221 | -391.5917 | -384.6167 | -388.8903 | -393.1638 | -391.6244 | -384.5899 | -388.8631 | -393.1363 | -391.5881 | -384.4932 | -388.7654 | -393.0375 | -391.4803 | -388.5949 | -388.5949 | -392.8652 | -391.2991 | -384.0819 | -388.3495 | -392.6171
x |  | RtB exit
|  | RtB price | EUR k | 15000
Exit waterfall (E: due, F: paid)
|  | Cash available (E: buyer reimbursement) | EUR k | 21842.7086 | 36842.7086
|  | Sale costs | EUR k | 500 | 500
|  | Recoverable principal | EUR k | 21412.2641 | 21412.2641
|  | 12 % return | EUR k | 1564.5366 | 1564.5366
|  | Land principal | EUR k | 430.4445 | 430.4445
|  | At-risk return | EUR k | 3119.6245 | 3119.6245
|  | 6 % guarantee return | EUR k | 1120.4802 | 1120.4802
|  | Developer success fee (DSA) | EUR k | 1200.6597 | 1200.6597
|  | Distributable | EUR k |  | 7494.699
|  | FEP receipts at the exit | EUR k |  | 32893.6392
|  | Developer: DSA and share | EUR k |  | 3449.0694
Exit split, devex-file view (E: FEP claims + 70 %, F: A.RES DSA + 30 %)
|  | Split of the price | EUR k | 11050.9306 | 3449.0694
|  | Split total | EUR k | 14500
|  | Split per installed wind MW (E: FEP, F: A.RES) | EUR k/MW | 73.185 | 22.8415
|  | FEP outlay to the exit: devex, deposits, signing and DD | EUR k | -24940.1078
|  | Split total per installed wind MW | EUR k/MW | 96.0265
FEP returns – RtB route
|  | FEP pre-tax cash flow (E: tax at the exit) | EUR k | -128.6179 |  | 6675.3766 | -400 | -1437.7805 | -691.9109 | -148.4516 | -149.6013 | -290.1273 | -1394.6578 | -109.2256 | -269.8572 | -422.9918 | -20587.5113 | -104.616 | -105.7656 | 32787.8736 | 0 | 0 | 0 | 0 | 0 | 0 | 0 | 0 | 0 | 0 | 0 | 0 | 0 | 0 | 0 | 0 | 0 | 0 | 0 | 0 | 0 | 0 | 0 | 0 | 0 | 0 | 0 | 0 | 0 | 0 | 0 | 0 | 0 | 0 | 0 | 0 | 0 | 0 | 0 | 0 | 0 | 0 | 0 | 0 | 0 | 0 | 0 | 0 | 0 | 0 | 0 | 0 | 0 | 0 | 0 | 0 | 0 | 0 | 0 | 0 | 0 | 0 | 0 | 0 | 0 | 0 | 0 | 0 | 0 | 0 | 0 | 0 | 0 | 0 | 0 | 0 | 0 | 0 | 0 | 0 | 0 | 0 | 0 | 0 | 0 | 0 | 0 | 0 | 0 | 0 | 0 | 0 | 0 | 0 | 0 | 0 | 0 | 0 | 0 | 0 | 0 | 0 | 0 | 0 | 0 | 0 | 0 | 0 | 0 | 0 | 0 | 0 | 0 | 0 | 0 | 0 | 0 | 0 | 0 | 0 | 0 | 0 | 0 | 0 | 0 | 0 | 0
|  | FEP cash flow – RtB route | EUR k |  |  | 6546.7587 | -400 | -1437.7805 | -691.9109 | -148.4516 | -149.6013 | -290.1273 | -1394.6578 | -109.2256 | -269.8572 | -422.9918 | -20587.5113 | -104.616 | -105.7656 | 32659.2557 | 0 | 0 | 0 | 0 | 0 | 0 | 0 | 0 | 0 | 0 | 0 | 0 | 0 | 0 | 0 | 0 | 0 | 0 | 0 | 0 | 0 | 0 | 0 | 0 | 0 | 0 | 0 | 0 | 0 | 0 | 0 | 0 | 0 | 0 | 0 | 0 | 0 | 0 | 0 | 0 | 0 | 0 | 0 | 0 | 0 | 0 | 0 | 0 | 0 | 0 | 0 | 0 | 0 | 0 | 0 | 0 | 0 | 0 | 0 | 0 | 0 | 0 | 0 | 0 | 0 | 0 | 0 | 0 | 0 | 0 | 0 | 0 | 0 | 0 | 0 | 0 | 0 | 0 | 0 | 0 | 0 | 0 | 0 | 0 | 0 | 0 | 0 | 0 | 0 | 0 | 0 | 0 | 0 | 0 | 0 | 0 | 0 | 0 | 0 | 0 | 0 | 0 | 0 | 0 | 0 | 0 | 0 | 0 | 0 | 0 | 0 | 0 | 0 | 0 | 0 | 0 | 0 | 0 | 0 | 0 | 0 | 0 | 0 | 0 | 0 | 0 | 0
|  | FEP IRR – RtB route | % | 22.15%
|  | FEP MOIC – RtB route (receipts after tax ÷ outlays) | x | 1.2497
|  | FEP NPV – RtB route | EUR k | 3328.5425
x |  | Sale at COD
|  | FEP contributions to COD | EUR k |  |  | -69999.7211 | -400 | -1437.7805 | -691.9109 | -148.4516 | -149.6013 | -290.1273 | -1394.6578 | -109.2256 | -269.8572 | -422.9918 | -20587.5113 | -104.616 | -105.7656 | -6367.1848 | -4661.6108 | -4688.4603 | -4714.4813 | -4688.7005 | -4563.4462 | -4589.205 | -9614.1352 | 0 | 0 | 0 | 0 | 0 | 0 | 0 | 0 | 0 | 0 | 0 | 0 | 0 | 0 | 0 | 0 | 0 | 0 | 0 | 0 | 0 | 0 | 0 | 0 | 0 | 0 | 0 | 0 | 0 | 0 | 0 | 0 | 0 | 0 | 0 | 0 | 0 | 0 | 0 | 0 | 0 | 0 | 0 | 0 | 0 | 0 | 0 | 0 | 0 | 0 | 0 | 0 | 0 | 0 | 0 | 0 | 0 | 0 | 0 | 0 | 0 | 0 | 0 | 0 | 0 | 0 | 0 | 0 | 0 | 0 | 0 | 0 | 0 | 0 | 0 | 0 | 0 | 0 | 0 | 0 | 0 | 0 | 0 | 0 | 0 | 0 | 0 | 0 | 0 | 0 | 0 | 0 | 0 | 0 | 0 | 0 | 0 | 0 | 0 | 0 | 0 | 0 | 0 | 0 | 0 | 0 | 0 | 0 | 0 | 0 | 0 | 0 | 0 | 0 | 0 | 0 | 0 | 0 | 0 | 0
|  | Buyer: community contribution vs reference (E: PV at COD) | EUR k | -2474.543 |  | -6307.6579 | 0 | 0 | 0 | 0 | 0 | 0 | 0 | 0 | 0 | 0 | 0 | 0 | 0 | 0 | 0 | 0 | 0 | 0 | 0 | 0 | 0 | -55.2965 | -54.6954 | -54.6954 | -55.2965 | -55.1306 | -53.9321 | -54.5314 | -55.1306 | -54.9652 | -53.7703 | -54.3678 | -54.9652 | -54.8003 | -53.609 | -54.2047 | -54.8003 | -54.6359 | -54.042 | -54.042 | -54.6359 | -54.472 | -53.2878 | -53.8799 | -54.472 | -54.3086 | -53.128 | -53.7183 | -54.3086 | -54.1457 | -52.9686 | -53.5571 | -54.1457 | -53.9832 | -53.3964 | -53.3964 | -53.9832 | -53.8213 | -52.6512 | -53.2363 | -53.8213 | -53.6598 | -52.4933 | -53.0766 | -53.6598 | -53.4988 | -52.3358 | -52.9173 | -53.4988 | -53.3383 | -52.7586 | -52.7586 | -53.3383 | -53.1783 | -52.0223 | -52.6003 | -53.1783 | -53.0188 | -51.8662 | -52.4425 | -53.0188 | -52.8597 | -51.7106 | -52.2852 | -52.8597 | -52.7011 | -52.1283 | -52.1283 | -52.7011 | -52.543 | -51.4008 | -51.9719 | -52.543 | -52.3854 | -51.2466 | -51.816 | -52.3854 | -52.2283 | -51.0929 | -51.6606 | -52.2283 | -52.0716 | -51.5056 | -51.5056 | -52.0716 | -51.9154 | -50.7868 | -51.3511 | -51.9154 | -51.7596 | -50.6344 | -51.197 | -51.7596 | -51.6043 | -50.4825 | -51.0434 | -51.6043 | -51.4495 | -50.8903 | -50.8903 | -51.4495 | -51.2952 | -50.1801 | -50.7376 | -51.2952 | -51.1413 | -50.0295 | -50.5854 | -51.1413 | -50.9879 | -49.8794 | -50.4336 | -50.9879 | -50.8349 | -50.2823 | -50.2823 | -50.8349 | -50.6824 | -49.5806 | -50.1315 | -50.6824
|  | COD price (E: gross, F: price effect) | EUR k | 245000 | -3839.0812
JV waterfall at COD (E: due, F: paid)
|  | Cash available (E: debt repaid) | EUR k | 94220.5039 | 146940.4149
|  | Sale costs | EUR k | 500 | 500
|  | FEP funding returned | EUR k | 64890.7053 | 64890.7053
|  | FEP claims to COD | EUR k | 11746.208 | 11746.208
|  | Developer success fee (DSA) | EUR k | 1510 | 1510
|  | Distributable | EUR k |  | 68293.5015
|  | FEP proceeds at COD | EUR k |  | 124442.3644
|  | FEP cash flow – sale at COD | EUR k |  |  | 54442.6433 | -400 | -1437.7805 | -691.9109 | -148.4516 | -149.6013 | -290.1273 | -1394.6578 | -109.2256 | -269.8572 | -422.9918 | -20587.5113 | -104.616 | -105.7656 | -6367.1848 | -4661.6108 | -4688.4603 | -4714.4813 | -4688.7005 | -4563.4462 | -4589.205 | 114828.2292 | 0 | 0 | 0 | 0 | 0 | 0 | 0 | 0 | 0 | 0 | 0 | 0 | 0 | 0 | 0 | 0 | 0 | 0 | 0 | 0 | 0 | 0 | 0 | 0 | 0 | 0 | 0 | 0 | 0 | 0 | 0 | 0 | 0 | 0 | 0 | 0 | 0 | 0 | 0 | 0 | 0 | 0 | 0 | 0 | 0 | 0 | 0 | 0 | 0 | 0 | 0 | 0 | 0 | 0 | 0 | 0 | 0 | 0 | 0 | 0 | 0 | 0 | 0 | 0 | 0 | 0 | 0 | 0 | 0 | 0 | 0 | 0 | 0 | 0 | 0 | 0 | 0 | 0 | 0 | 0 | 0 | 0 | 0 | 0 | 0 | 0 | 0 | 0 | 0 | 0 | 0 | 0 | 0 | 0 | 0 | 0 | 0 | 0 | 0 | 0 | 0 | 0 | 0 | 0 | 0 | 0 | 0 | 0 | 0 | 0 | 0 | 0 | 0 | 0 | 0 | 0 | 0 | 0 | 0 | 0
|  | FEP IRR – sale at COD | % | 37.85%
|  | FEP MOIC – sale at COD (proceeds ÷ contributions) | x | 1.7778
|  | FEP NPV – sale at COD | EUR k | 30754.8631
Commitment overview
|  | Securities: cash posted and guarantee outstanding | EUR k | 8234.6575
|  | Devex, land, signing and DD | EUR k | 3519.6245
|  | Construction capex incl. connection fees, municipal, pre-COD lease | EUR k | 150912.8787
|  | Financing: IDC, debt fees, guarantee fees | EUR k | 8546.6259
|  | Total commitment | EUR k | 171213.7866
|  | Penalty if overbuild not built, a call on the PB (F: full call) | EUR k | 1418.2192 | 6993.5616
|  | All-in cost to COD (E: uses, F: sources) | EUR k | 164220.225 | 164220.225
|  | All-in cost to COD per built MW | EUR k/MW | 1642.2022
x |  | Hold to maturity
|  | FEP equity cash flow – hold to maturity | EUR k |  |  | 287506.93 | -400 | -1437.7805 | -691.9109 | -148.4516 | -149.6013 | -290.1273 | -1394.6578 | -109.2256 | -269.8572 | -422.9918 | -20587.5113 | -104.616 | -105.7656 | -9816.2542 | -4661.6108 | -4688.4603 | -4714.4813 | -4688.7005 | -4563.4462 | -4589.205 | -9614.1352 | 1037.6892 | -396.7771 | 1021.442 | 1065.7178 | 1051.0238 | 967.8555 | 1033.483 | 1074.6484 | 1058.9464 | 994.7119 | 1035.9191 | 1077.0976 | 1061.1961 | 996.3597 | 1037.5722 | 1078.7545 | 1062.6474 | 1040.9497 | 1038.407 | 1079.5834 | 1063.2642 | 997.1929 | 1038.3866 | 1079.5469 | 1063.009 | 996.3038 | 1037.4725 | 1078.6061 | 1061.8425 | 994.4921 | 1035.6248 | 1076.7206 | 1059.7239 | 1035.9034 | 1032.8016 | 1073.848 | 1056.6104 | 987.9338 | 1028.9593 | 1069.9441 | 4060.1093 | 3994.1343 | 4038.5136 | 4082.8929 | 4068.661 | 4002.1634 | 4046.6318 | 4091.1003 | 4076.781 | 4054.3087 | 4054.3087 | 4098.8615 | 4084.4545 | 4016.8969 | 4061.529 | 4106.1612 | 4091.6664 | 4023.5712 | 4068.2776 | 4112.9839 | 4098.401 | 4029.7633 | 4074.5384 | 4119.3135 | 4104.6423 | 4080.2953 | 4080.2953 | 4125.1337 | 4110.3739 | 4040.6357 | 4085.5316 | 4130.4276 | 4115.5791 | 4045.2826 | 4090.2302 | 4135.1778 | 4120.2404 | 4049.3805 | 4094.3736 | 4139.3667 | 3948.0049 | 3923.5251 | 3923.5251 | 3966.6408 | 3951.525 | 3883.3551 | 3926.5035 | 3969.6518 | 3954.4467 | 3885.6967 | 3928.8711 | 3972.0455 | 3956.7507 | 3887.4151 | 3930.6086 | 3973.8021 | 3958.4176 | 3931.6959 | 3931.6959 | 3974.9014 | 3959.427 | 3888.9027 | 3932.1127 | 3975.3227 | 3959.7583 | 3888.6308 | 3931.8378 | 3975.0448 | 3959.3903 | 3887.6536 | 3930.8498 | 3974.0459 | 3958.3012 | 3929.1265 | 3929.1265 | 3972.3037 | 3956.4686 | 3883.4952 | 3926.6452 | 3969.7951
|  | FEP IRR – hold to maturity | % | 9.491%
|  | FEP MOIC – hold to maturity | x | 4.8934
|  | FEP NPV – hold to maturity | EUR k | 13363.1648
|  | DSCR (E: minimum) | x | 1.3285 |  |  | 22: 1.3802; 23: 1.3744; 24: 1.3744; 25: 1.3895; 26: 1.3846; 27: 1.3562; 28: 1.3436; 29: 1.3573; 30: 1.3521; 31: 1.3307; 32: 1.3444; 33: 1.3581; 34: 1.3528; 35: 1.3313; 36: 1.345; 37: 1.3587; 38: 1.3533; 39: 1.3461; 40: 1.3453; 41: 1.3589; 42: 1.3535; 43: 1.3316; 44: 1.3452; 45: 1.3589; 46: 1.3534; 47: 1.3313; 48: 1.3449; 49: 1.3586; 50: 1.353; 51: 1.3307; 52: 1.3443; 53: 1.358; 54: 1.3523; 55: 1.3444; 56: 1.3434; 57: 1.357; 58: 1.3513; 59: 1.3285; 60: 1.3421; 61: 1.3557
***END***

## Calc_2
2 |  | Bid number
Project Bora – Calculations – BORA 2
|  | Period start | date | time axis 2026-07-01 to 2061-07-01
|  | Period end | date | time axis 2026-06-30 to 2061-09-30
|  | Days in period | days |  |  |  | 92 | 92 | 90 | 91 | 92 | 92 | 91 | 91 | 92 | 92 | 90 | 91 | 92 | 92 | 90 | 91 | 92 | 92 | 90 | 91 | 92 | 92 | 91 | 91 | 92 | 92 | 90 | 91 | 92 | 92 | 90 | 91 | 92 | 92 | 90 | 91 | 92 | 92 | 91 | 91 | 92 | 92 | 90 | 91 | 92 | 92 | 90 | 91 | 92 | 92 | 90 | 91 | 92 | 92 | 91 | 91 | 92 | 92 | 90 | 91 | 92 | 92 | 90 | 91 | 92 | 92 | 90 | 91 | 92 | 92 | 91 | 91 | 92 | 92 | 90 | 91 | 92 | 92 | 90 | 91 | 92 | 92 | 90 | 91 | 92 | 92 | 91 | 91 | 92 | 92 | 90 | 91 | 92 | 92 | 90 | 91 | 92 | 92 | 90 | 91 | 92 | 92 | 91 | 91 | 92 | 92 | 90 | 91 | 92 | 92 | 90 | 91 | 92 | 92 | 90 | 91 | 92 | 92 | 91 | 91 | 92 | 92 | 90 | 91 | 92 | 92 | 90 | 91 | 92 | 92 | 90 | 91 | 92 | 92 | 91 | 91 | 92 | 92 | 90 | 91 | 92
|  | Year fraction | factor |  |  |  | 0.25205 | 0.25205 | 0.24658 | 0.24932 | 0.25205 | 0.25205 | 0.24932 | 0.24932 | 0.25205 | 0.25205 | 0.24658 | 0.24932 | 0.25205 | 0.25205 | 0.24658 | 0.24932 | 0.25205 | 0.25205 | 0.24658 | 0.24932 | 0.25205 | 0.25205 | 0.24932 | 0.24932 | 0.25205 | 0.25205 | 0.24658 | 0.24932 | 0.25205 | 0.25205 | 0.24658 | 0.24932 | 0.25205 | 0.25205 | 0.24658 | 0.24932 | 0.25205 | 0.25205 | 0.24932 | 0.24932 | 0.25205 | 0.25205 | 0.24658 | 0.24932 | 0.25205 | 0.25205 | 0.24658 | 0.24932 | 0.25205 | 0.25205 | 0.24658 | 0.24932 | 0.25205 | 0.25205 | 0.24932 | 0.24932 | 0.25205 | 0.25205 | 0.24658 | 0.24932 | 0.25205 | 0.25205 | 0.24658 | 0.24932 | 0.25205 | 0.25205 | 0.24658 | 0.24932 | 0.25205 | 0.25205 | 0.24932 | 0.24932 | 0.25205 | 0.25205 | 0.24658 | 0.24932 | 0.25205 | 0.25205 | 0.24658 | 0.24932 | 0.25205 | 0.25205 | 0.24658 | 0.24932 | 0.25205 | 0.25205 | 0.24932 | 0.24932 | 0.25205 | 0.25205 | 0.24658 | 0.24932 | 0.25205 | 0.25205 | 0.24658 | 0.24932 | 0.25205 | 0.25205 | 0.24658 | 0.24932 | 0.25205 | 0.25205 | 0.24932 | 0.24932 | 0.25205 | 0.25205 | 0.24658 | 0.24932 | 0.25205 | 0.25205 | 0.24658 | 0.24932 | 0.25205 | 0.25205 | 0.24658 | 0.24932 | 0.25205 | 0.25205 | 0.24932 | 0.24932 | 0.25205 | 0.25205 | 0.24658 | 0.24932 | 0.25205 | 0.25205 | 0.24658 | 0.24932 | 0.25205 | 0.25205 | 0.24658 | 0.24932 | 0.25205 | 0.25205 | 0.24932 | 0.24932 | 0.25205 | 0.25205 | 0.24658 | 0.24932 | 0.25205
|  | Year | year |  |  |  | 2026 | 2026 | 2027 | 2027 | 2027 | 2027 | 2028 | 2028 | 2028 | 2028 | 2029 | 2029 | 2029 | 2029 | 2030 | 2030 | 2030 | 2030 | 2031 | 2031 | 2031 | 2031 | 2032 | 2032 | 2032 | 2032 | 2033 | 2033 | 2033 | 2033 | 2034 | 2034 | 2034 | 2034 | 2035 | 2035 | 2035 | 2035 | 2036 | 2036 | 2036 | 2036 | 2037 | 2037 | 2037 | 2037 | 2038 | 2038 | 2038 | 2038 | 2039 | 2039 | 2039 | 2039 | 2040 | 2040 | 2040 | 2040 | 2041 | 2041 | 2041 | 2041 | 2042 | 2042 | 2042 | 2042 | 2043 | 2043 | 2043 | 2043 | 2044 | 2044 | 2044 | 2044 | 2045 | 2045 | 2045 | 2045 | 2046 | 2046 | 2046 | 2046 | 2047 | 2047 | 2047 | 2047 | 2048 | 2048 | 2048 | 2048 | 2049 | 2049 | 2049 | 2049 | 2050 | 2050 | 2050 | 2050 | 2051 | 2051 | 2051 | 2051 | 2052 | 2052 | 2052 | 2052 | 2053 | 2053 | 2053 | 2053 | 2054 | 2054 | 2054 | 2054 | 2055 | 2055 | 2055 | 2055 | 2056 | 2056 | 2056 | 2056 | 2057 | 2057 | 2057 | 2057 | 2058 | 2058 | 2058 | 2058 | 2059 | 2059 | 2059 | 2059 | 2060 | 2060 | 2060 | 2060 | 2061 | 2061 | 2061
|  | Period counter | # |  |  |  | 1 | 2 | 3 | 4 | 5 | 6 | 7 | 8 | 9 | 10 | 11 | 12 | 13 | 14 | 15 | 16 | 17 | 18 | 19 | 20 | 21 | 22 | 23 | 24 | 25 | 26 | 27 | 28 | 29 | 30 | 31 | 32 | 33 | 34 | 35 | 36 | 37 | 38 | 39 | 40 | 41 | 42 | 43 | 44 | 45 | 46 | 47 | 48 | 49 | 50 | 51 | 52 | 53 | 54 | 55 | 56 | 57 | 58 | 59 | 60 | 61 | 62 | 63 | 64 | 65 | 66 | 67 | 68 | 69 | 70 | 71 | 72 | 73 | 74 | 75 | 76 | 77 | 78 | 79 | 80 | 81 | 82 | 83 | 84 | 85 | 86 | 87 | 88 | 89 | 90 | 91 | 92 | 93 | 94 | 95 | 96 | 97 | 98 | 99 | 100 | 101 | 102 | 103 | 104 | 105 | 106 | 107 | 108 | 109 | 110 | 111 | 112 | 113 | 114 | 115 | 116 | 117 | 118 | 119 | 120 | 121 | 122 | 123 | 124 | 125 | 126 | 127 | 128 | 129 | 130 | 131 | 132 | 133 | 134 | 135 | 136 | 137 | 138 | 139 | 140 | 141
x |  | Timing and flags
|  | RtB exit | flag | 2029-12-31 |  | 1 | 0 | 0 | 0 | 0 | 0 | 0 | 0 | 0 | 0 | 0 | 0 | 0 | 0 | 1 | 0 | 0 | 0 | 0 | 0 | 0 | 0 | 0 | 0 | 0 | 0 | 0 | 0 | 0 | 0 | 0 | 0 | 0 | 0 | 0 | 0 | 0 | 0 | 0 | 0 | 0 | 0 | 0 | 0 | 0 | 0 | 0 | 0 | 0 | 0 | 0 | 0 | 0 | 0 | 0 | 0 | 0 | 0 | 0 | 0 | 0 | 0 | 0 | 0 | 0 | 0 | 0 | 0 | 0 | 0 | 0 | 0 | 0 | 0 | 0 | 0 | 0 | 0 | 0 | 0 | 0 | 0 | 0 | 0 | 0 | 0 | 0 | 0 | 0 | 0 | 0 | 0 | 0 | 0 | 0 | 0 | 0 | 0 | 0 | 0 | 0 | 0 | 0 | 0 | 0 | 0 | 0 | 0 | 0 | 0 | 0 | 0 | 0 | 0 | 0 | 0 | 0 | 0 | 0 | 0 | 0 | 0 | 0 | 0 | 0 | 0 | 0 | 0 | 0 | 0 | 0 | 0 | 0 | 0 | 0 | 0 | 0 | 0 | 0 | 0 | 0 | 0
|  | Construction share (NTP → COD) | factor | 2029-10-01 | 2031-09-30 | 1 | 0 | 0 | 0 | 0 | 0 | 0 | 0 | 0 | 0 | 0 | 0 | 0 | 0 | 0.12603 | 0.12329 | 0.12466 | 0.12603 | 0.12603 | 0.12329 | 0.12466 | 0.12603 | 0 | 0 | 0 | 0 | 0 | 0 | 0 | 0 | 0 | 0 | 0 | 0 | 0 | 0 | 0 | 0 | 0 | 0 | 0 | 0 | 0 | 0 | 0 | 0 | 0 | 0 | 0 | 0 | 0 | 0 | 0 | 0 | 0 | 0 | 0 | 0 | 0 | 0 | 0 | 0 | 0 | 0 | 0 | 0 | 0 | 0 | 0 | 0 | 0 | 0 | 0 | 0 | 0 | 0 | 0 | 0 | 0 | 0 | 0 | 0 | 0 | 0 | 0 | 0 | 0 | 0 | 0 | 0 | 0 | 0 | 0 | 0 | 0 | 0 | 0 | 0 | 0 | 0 | 0 | 0 | 0 | 0 | 0 | 0 | 0 | 0 | 0 | 0 | 0 | 0 | 0 | 0 | 0 | 0 | 0 | 0 | 0 | 0 | 0 | 0 | 0 | 0 | 0 | 0 | 0 | 0 | 0 | 0 | 0 | 0 | 0 | 0 | 0 | 0 | 0 | 0 | 0 | 0 | 0 | 0
|  | COD | flag | 2031-09-30 |  | 1 | 0 | 0 | 0 | 0 | 0 | 0 | 0 | 0 | 0 | 0 | 0 | 0 | 0 | 0 | 0 | 0 | 0 | 0 | 0 | 0 | 1 | 0 | 0 | 0 | 0 | 0 | 0 | 0 | 0 | 0 | 0 | 0 | 0 | 0 | 0 | 0 | 0 | 0 | 0 | 0 | 0 | 0 | 0 | 0 | 0 | 0 | 0 | 0 | 0 | 0 | 0 | 0 | 0 | 0 | 0 | 0 | 0 | 0 | 0 | 0 | 0 | 0 | 0 | 0 | 0 | 0 | 0 | 0 | 0 | 0 | 0 | 0 | 0 | 0 | 0 | 0 | 0 | 0 | 0 | 0 | 0 | 0 | 0 | 0 | 0 | 0 | 0 | 0 | 0 | 0 | 0 | 0 | 0 | 0 | 0 | 0 | 0 | 0 | 0 | 0 | 0 | 0 | 0 | 0 | 0 | 0 | 0 | 0 | 0 | 0 | 0 | 0 | 0 | 0 | 0 | 0 | 0 | 0 | 0 | 0 | 0 | 0 | 0 | 0 | 0 | 0 | 0 | 0 | 0 | 0 | 0 | 0 | 0 | 0 | 0 | 0 | 0 | 0 | 0 | 0 | 0
|  | Operations | flag | 2031-10-01 | 2061-09-30 |  | 0 | 0 | 0 | 0 | 0 | 0 | 0 | 0 | 0 | 0 | 0 | 0 | 0 | 0 | 0 | 0 | 0 | 0 | 0 | 0 | 0 | 1 | 1 | 1 | 1 | 1 | 1 | 1 | 1 | 1 | 1 | 1 | 1 | 1 | 1 | 1 | 1 | 1 | 1 | 1 | 1 | 1 | 1 | 1 | 1 | 1 | 1 | 1 | 1 | 1 | 1 | 1 | 1 | 1 | 1 | 1 | 1 | 1 | 1 | 1 | 1 | 1 | 1 | 1 | 1 | 1 | 1 | 1 | 1 | 1 | 1 | 1 | 1 | 1 | 1 | 1 | 1 | 1 | 1 | 1 | 1 | 1 | 1 | 1 | 1 | 1 | 1 | 1 | 1 | 1 | 1 | 1 | 1 | 1 | 1 | 1 | 1 | 1 | 1 | 1 | 1 | 1 | 1 | 1 | 1 | 1 | 1 | 1 | 1 | 1 | 1 | 1 | 1 | 1 | 1 | 1 | 1 | 1 | 1 | 1 | 1 | 1 | 1 | 1 | 1 | 1 | 1 | 1 | 1 | 1 | 1 | 1 | 1 | 1 | 1 | 1 | 1 | 1 | 1 | 1 | 1
|  | Land lease period (NTP → end of life) | flag | 2029-10-01 | 2061-09-30 |  | 0 | 0 | 0 | 0 | 0 | 0 | 0 | 0 | 0 | 0 | 0 | 0 | 0 | 1 | 1 | 1 | 1 | 1 | 1 | 1 | 1 | 1 | 1 | 1 | 1 | 1 | 1 | 1 | 1 | 1 | 1 | 1 | 1 | 1 | 1 | 1 | 1 | 1 | 1 | 1 | 1 | 1 | 1 | 1 | 1 | 1 | 1 | 1 | 1 | 1 | 1 | 1 | 1 | 1 | 1 | 1 | 1 | 1 | 1 | 1 | 1 | 1 | 1 | 1 | 1 | 1 | 1 | 1 | 1 | 1 | 1 | 1 | 1 | 1 | 1 | 1 | 1 | 1 | 1 | 1 | 1 | 1 | 1 | 1 | 1 | 1 | 1 | 1 | 1 | 1 | 1 | 1 | 1 | 1 | 1 | 1 | 1 | 1 | 1 | 1 | 1 | 1 | 1 | 1 | 1 | 1 | 1 | 1 | 1 | 1 | 1 | 1 | 1 | 1 | 1 | 1 | 1 | 1 | 1 | 1 | 1 | 1 | 1 | 1 | 1 | 1 | 1 | 1 | 1 | 1 | 1 | 1 | 1 | 1 | 1 | 1 | 1 | 1 | 1 | 1 | 1
|  | Debt repayment period | flag | 2031-10-01 | 2041-09-30 |  | 0 | 0 | 0 | 0 | 0 | 0 | 0 | 0 | 0 | 0 | 0 | 0 | 0 | 0 | 0 | 0 | 0 | 0 | 0 | 0 | 0 | 1 | 1 | 1 | 1 | 1 | 1 | 1 | 1 | 1 | 1 | 1 | 1 | 1 | 1 | 1 | 1 | 1 | 1 | 1 | 1 | 1 | 1 | 1 | 1 | 1 | 1 | 1 | 1 | 1 | 1 | 1 | 1 | 1 | 1 | 1 | 1 | 1 | 1 | 1 | 1 | 0 | 0 | 0 | 0 | 0 | 0 | 0 | 0 | 0 | 0 | 0 | 0 | 0 | 0 | 0 | 0 | 0 | 0 | 0 | 0 | 0 | 0 | 0 | 0 | 0 | 0 | 0 | 0 | 0 | 0 | 0 | 0 | 0 | 0 | 0 | 0 | 0 | 0 | 0 | 0 | 0 | 0 | 0 | 0 | 0 | 0 | 0 | 0 | 0 | 0 | 0 | 0 | 0 | 0 | 0 | 0 | 0 | 0 | 0 | 0 | 0 | 0 | 0 | 0 | 0 | 0 | 0 | 0 | 0 | 0 | 0 | 0 | 0 | 0 | 0 | 0 | 0 | 0 | 0 | 0
|  | Tax depreciation share | factor | 2031-10-01 | 2051-09-30 | 1 | 0 | 0 | 0 | 0 | 0 | 0 | 0 | 0 | 0 | 0 | 0 | 0 | 0 | 0 | 0 | 0 | 0 | 0 | 0 | 0 | 0 | 0.012594 | 0.012457 | 0.012457 | 0.012594 | 0.012594 | 0.01232 | 0.012457 | 0.012594 | 0.012594 | 0.01232 | 0.012457 | 0.012594 | 0.012594 | 0.01232 | 0.012457 | 0.012594 | 0.012594 | 0.012457 | 0.012457 | 0.012594 | 0.012594 | 0.01232 | 0.012457 | 0.012594 | 0.012594 | 0.01232 | 0.012457 | 0.012594 | 0.012594 | 0.01232 | 0.012457 | 0.012594 | 0.012594 | 0.012457 | 0.012457 | 0.012594 | 0.012594 | 0.01232 | 0.012457 | 0.012594 | 0.012594 | 0.01232 | 0.012457 | 0.012594 | 0.012594 | 0.01232 | 0.012457 | 0.012594 | 0.012594 | 0.012457 | 0.012457 | 0.012594 | 0.012594 | 0.01232 | 0.012457 | 0.012594 | 0.012594 | 0.01232 | 0.012457 | 0.012594 | 0.012594 | 0.01232 | 0.012457 | 0.012594 | 0.012594 | 0.012457 | 0.012457 | 0.012594 | 0.012594 | 0.01232 | 0.012457 | 0.012594 | 0.012594 | 0.01232 | 0.012457 | 0.012594 | 0.012594 | 0.01232 | 0.012457 | 0.012594 | 0 | 0 | 0 | 0 | 0 | 0 | 0 | 0 | 0 | 0 | 0 | 0 | 0 | 0 | 0 | 0 | 0 | 0 | 0 | 0 | 0 | 0 | 0 | 0 | 0 | 0 | 0 | 0 | 0 | 0 | 0 | 0 | 0 | 0 | 0 | 0 | 0 | 0 | 0 | 0
|  | Interest freeze (no accrual) | flag | 2029-07-01 | 2029-12-31 |  | 0 | 0 | 0 | 0 | 0 | 0 | 0 | 0 | 0 | 0 | 0 | 0 | 1 | 1 | 0 | 0 | 0 | 0 | 0 | 0 | 0 | 0 | 0 | 0 | 0 | 0 | 0 | 0 | 0 | 0 | 0 | 0 | 0 | 0 | 0 | 0 | 0 | 0 | 0 | 0 | 0 | 0 | 0 | 0 | 0 | 0 | 0 | 0 | 0 | 0 | 0 | 0 | 0 | 0 | 0 | 0 | 0 | 0 | 0 | 0 | 0 | 0 | 0 | 0 | 0 | 0 | 0 | 0 | 0 | 0 | 0 | 0 | 0 | 0 | 0 | 0 | 0 | 0 | 0 | 0 | 0 | 0 | 0 | 0 | 0 | 0 | 0 | 0 | 0 | 0 | 0 | 0 | 0 | 0 | 0 | 0 | 0 | 0 | 0 | 0 | 0 | 0 | 0 | 0 | 0 | 0 | 0 | 0 | 0 | 0 | 0 | 0 | 0 | 0 | 0 | 0 | 0 | 0 | 0 | 0 | 0 | 0 | 0 | 0 | 0 | 0 | 0 | 0 | 0 | 0 | 0 | 0 | 0 | 0 | 0 | 0 | 0 | 0 | 0 | 0 | 0
|  | 31-Dec capitalisation | flag |  |  |  | 0 | 1 | 0 | 0 | 0 | 1 | 0 | 0 | 0 | 1 | 0 | 0 | 0 | 1 | 0 | 0 | 0 | 1 | 0 | 0 | 0 | 1 | 0 | 0 | 0 | 1 | 0 | 0 | 0 | 1 | 0 | 0 | 0 | 1 | 0 | 0 | 0 | 1 | 0 | 0 | 0 | 1 | 0 | 0 | 0 | 1 | 0 | 0 | 0 | 1 | 0 | 0 | 0 | 1 | 0 | 0 | 0 | 1 | 0 | 0 | 0 | 1 | 0 | 0 | 0 | 1 | 0 | 0 | 0 | 1 | 0 | 0 | 0 | 1 | 0 | 0 | 0 | 1 | 0 | 0 | 0 | 1 | 0 | 0 | 0 | 1 | 0 | 0 | 0 | 1 | 0 | 0 | 0 | 1 | 0 | 0 | 0 | 1 | 0 | 0 | 0 | 1 | 0 | 0 | 0 | 1 | 0 | 0 | 0 | 1 | 0 | 0 | 0 | 1 | 0 | 0 | 0 | 1 | 0 | 0 | 0 | 1 | 0 | 0 | 0 | 1 | 0 | 0 | 0 | 1 | 0 | 0 | 0 | 1 | 0 | 0 | 0 | 1 | 0 | 0 | 0
|  | Buyer discount factor to COD | factor |  |  |  | 1 | 1 | 1 | 1 | 1 | 1 | 1 | 1 | 1 | 1 | 1 | 1 | 1 | 1 | 1 | 1 | 1 | 1 | 1 | 1 | 1 | 0.98079 | 0.96215 | 0.94386 | 0.92573 | 0.90795 | 0.89088 | 0.87395 | 0.85716 | 0.84069 | 0.82489 | 0.80921 | 0.79366 | 0.77842 | 0.76378 | 0.74927 | 0.73487 | 0.72076 | 0.70706 | 0.69362 | 0.6803 | 0.66723 | 0.65468 | 0.64224 | 0.6299 | 0.6178 | 0.60619 | 0.59467 | 0.58324 | 0.57204 | 0.56129 | 0.55062 | 0.54004 | 0.52967 | 0.5196 | 0.50973 | 0.49993 | 0.49033 | 0.48111 | 0.47197 | 0.4629 | 0.45401 | 0.44547 | 0.43701 | 0.42861 | 0.42038 | 0.41248 | 0.40464 | 0.39686 | 0.38924 | 0.38184 | 0.37458 | 0.36739 | 0.36033 | 0.35356 | 0.34684 | 0.34017 | 0.33364 | 0.32737 | 0.32115 | 0.31498 | 0.30892 | 0.30312 | 0.29736 | 0.29164 | 0.28604 | 0.28061 | 0.27527 | 0.26998 | 0.2648 | 0.25982 | 0.25488 | 0.24999 | 0.24518 | 0.24057 | 0.236 | 0.23147 | 0.22702 | 0.22275 | 0.21852 | 0.21432 | 0.2102 | 0.20621 | 0.20229 | 0.1984 | 0.19459 | 0.19094 | 0.18731 | 0.18371 | 0.18018 | 0.17679 | 0.17343 | 0.1701 | 0.16683 | 0.1637 | 0.16059 | 0.1575 | 0.15447 | 0.15154 | 0.14866 | 0.1458 | 0.143 | 0.14031 | 0.13765 | 0.135 | 0.13241 | 0.12992 | 0.12745 | 0.125 | 0.1226 | 0.1203 | 0.11801 | 0.11574 | 0.11352 | 0.11136 | 0.10925 | 0.10715 | 0.10509 | 0.10311 | 0.10115 | 0.09921
x |  | Capacity (E: committed, F: built)
|  | Wind | MW | 140 | 100
|  | BESS power | MW | 40 | 40
|  | BESS energy | MWh | 160
|  | Grid-bottleneck loss on built wind | % | 0%
x |  | Tender points (E: commitment, F: weighted points)
|  | ÖSZ-1 municipal one-off | EUR k/MW | 50 | 20
|  | ÖSZ-2 community contribution | EUR/MWh | 2.01 | 0.75
|  | ÖSZ-3 overbuild | % | 40% | 9
|  | ÖSZ-4 BESS ratio | % | 40% | 13.5
|  | ÖSZ-5 partial award | flag | 1 | 5
|  | ÖSZ-6 performance security multiple | x | 1 | 0
|  | ÖSZ-7 brownfield | flag | 0 | 0
|  | ÖSZ-8 shared connection | flag | 1 | 5
|  | ÖSZ-9 EU turbines | flag | 1 | 12
|  | ÖSZ-9 EU transformers | flag | 1 | 3
|  | Points total (E: EU route, F: CN route) | points | 68.25 | 53.25
|  | Points, live turbine route | points | 68.25
|  | Failed tests (E: capacity, F: offerable range) | # | 0 | 0
x |  | Securities, fees and development costs (E: amount, F: date)
|  | Security base | mHUF | 88840
|  | Signing fee and DD | EUR k | 400 | 2026-07-31 | -400 | -400 | 0 | 0 | 0 | 0 | 0 | 0 | 0 | 0 | 0 | 0 | 0 | 0 | 0 | 0 | 0 | 0 | 0 | 0 | 0 | 0 | 0 | 0 | 0 | 0 | 0 | 0 | 0 | 0 | 0 | 0 | 0 | 0 | 0 | 0 | 0 | 0 | 0 | 0 | 0 | 0 | 0 | 0 | 0 | 0 | 0 | 0 | 0 | 0 | 0 | 0 | 0 | 0 | 0 | 0 | 0 | 0 | 0 | 0 | 0 | 0 | 0 | 0 | 0 | 0 | 0 | 0 | 0 | 0 | 0 | 0 | 0 | 0 | 0 | 0 | 0 | 0 | 0 | 0 | 0 | 0 | 0 | 0 | 0 | 0 | 0 | 0 | 0 | 0 | 0 | 0 | 0 | 0 | 0 | 0 | 0 | 0 | 0 | 0 | 0 | 0 | 0 | 0 | 0 | 0 | 0 | 0 | 0 | 0 | 0 | 0 | 0 | 0 | 0 | 0 | 0 | 0 | 0 | 0 | 0 | 0 | 0 | 0 | 0 | 0 | 0 | 0 | 0 | 0 | 0 | 0 | 0 | 0 | 0 | 0 | 0 | 0 | 0 | 0 | 0 | 0
|  | Participation fee (cash) | EUR k | 8.2192 | 2026-10-30 | -8.2192 | 0 | -8.2192 | 0 | 0 | 0 | 0 | 0 | 0 | 0 | 0 | 0 | 0 | 0 | 0 | 0 | 0 | 0 | 0 | 0 | 0 | 0 | 0 | 0 | 0 | 0 | 0 | 0 | 0 | 0 | 0 | 0 | 0 | 0 | 0 | 0 | 0 | 0 | 0 | 0 | 0 | 0 | 0 | 0 | 0 | 0 | 0 | 0 | 0 | 0 | 0 | 0 | 0 | 0 | 0 | 0 | 0 | 0 | 0 | 0 | 0 | 0 | 0 | 0 | 0 | 0 | 0 | 0 | 0 | 0 | 0 | 0 | 0 | 0 | 0 | 0 | 0 | 0 | 0 | 0 | 0 | 0 | 0 | 0 | 0 | 0 | 0 | 0 | 0 | 0 | 0 | 0 | 0 | 0 | 0 | 0 | 0 | 0 | 0 | 0 | 0 | 0 | 0 | 0 | 0 | 0 | 0 | 0 | 0 | 0 | 0 | 0 | 0 | 0 | 0 | 0 | 0 | 0 | 0 | 0 | 0 | 0 | 0 | 0 | 0 | 0 | 0 | 0 | 0 | 0 | 0 | 0 | 0 | 0 | 0 | 0 | 0 | 0 | 0 | 0 | 0 | 0
|  | Bid security outstanding (guarantee) | EUR k | 1216.9863 | 2026-10-30 |  | 0 | 780.4586 | 0 | 0 | 0 | 0 | 0 | 0 | 0 | 0 | 0 | 0 | 0 | 0 | 0 | 0 | 0 | 0 | 0 | 0 | 0 | 0 | 0 | 0 | 0 | 0 | 0 | 0 | 0 | 0 | 0 | 0 | 0 | 0 | 0 | 0 | 0 | 0 | 0 | 0 | 0 | 0 | 0 | 0 | 0 | 0 | 0 | 0 | 0 | 0 | 0 | 0 | 0 | 0 | 0 | 0 | 0 | 0 | 0 | 0 | 0 | 0 | 0 | 0 | 0 | 0 | 0 | 0 | 0 | 0 | 0 | 0 | 0 | 0 | 0 | 0 | 0 | 0 | 0 | 0 | 0 | 0 | 0 | 0 | 0 | 0 | 0 | 0 | 0 | 0 | 0 | 0 | 0 | 0 | 0 | 0 | 0 | 0 | 0 | 0 | 0 | 0 | 0 | 0 | 0 | 0 | 0 | 0 | 0 | 0 | 0 | 0 | 0 | 0 | 0 | 0 | 0 | 0 | 0 | 0 | 0 | 0 | 0 | 0 | 0 | 0 | 0 | 0 | 0 | 0 | 0 | 0 | 0 | 0 | 0 | 0 | 0 | 0 | 0 | 0 | 0
|  | Performance security outstanding (guarantee) | EUR k | 6084.9315 | 2026-12-28 |  | 0 | 264.5622 | 6084.9315 | 6084.9315 | 6084.9315 | 6084.9315 | 6084.9315 | 6084.9315 | 6084.9315 | 6084.9315 | 6084.9315 | 6084.9315 | 6084.9315 | 6084.9315 | 6084.9315 | 6084.9315 | 6084.9315 | 6084.9315 | 6084.9315 | 6084.9315 | 6084.9315 | 6084.9315 | 6084.9315 | 6084.9315 | 6084.9315 | 6084.9315 | 6084.9315 | 0 | 0 | 0 | 0 | 0 | 0 | 0 | 0 | 0 | 0 | 0 | 0 | 0 | 0 | 0 | 0 | 0 | 0 | 0 | 0 | 0 | 0 | 0 | 0 | 0 | 0 | 0 | 0 | 0 | 0 | 0 | 0 | 0 | 0 | 0 | 0 | 0 | 0 | 0 | 0 | 0 | 0 | 0 | 0 | 0 | 0 | 0 | 0 | 0 | 0 | 0 | 0 | 0 | 0 | 0 | 0 | 0 | 0 | 0 | 0 | 0 | 0 | 0 | 0 | 0 | 0 | 0 | 0 | 0 | 0 | 0 | 0 | 0 | 0 | 0 | 0 | 0 | 0 | 0 | 0 | 0 | 0 | 0 | 0 | 0 | 0 | 0 | 0 | 0 | 0 | 0 | 0 | 0 | 0 | 0 | 0 | 0 | 0 | 0 | 0 | 0 | 0 | 0 | 0 | 0 | 0 | 0 | 0 | 0 | 0 | 0 | 0 | 0 | 0
|  | TSO connection-request security (cash) | EUR k | 1232.8767 | 2026-12-30 | -1232.8767 | 0 | -1232.8767 | 0 | 0 | 0 | 0 | 0 | 0 | 0 | 0 | 0 | 0 | 0 | 0 | 0 | 0 | 0 | 0 | 0 | 0 | 0 | 0 | 0 | 0 | 0 | 0 | 0 | 0 | 0 | 0 | 0 | 0 | 0 | 0 | 0 | 0 | 0 | 0 | 0 | 0 | 0 | 0 | 0 | 0 | 0 | 0 | 0 | 0 | 0 | 0 | 0 | 0 | 0 | 0 | 0 | 0 | 0 | 0 | 0 | 0 | 0 | 0 | 0 | 0 | 0 | 0 | 0 | 0 | 0 | 0 | 0 | 0 | 0 | 0 | 0 | 0 | 0 | 0 | 0 | 0 | 0 | 0 | 0 | 0 | 0 | 0 | 0 | 0 | 0 | 0 | 0 | 0 | 0 | 0 | 0 | 0 | 0 | 0 | 0 | 0 | 0 | 0 | 0 | 0 | 0 | 0 | 0 | 0 | 0 | 0 | 0 | 0 | 0 | 0 | 0 | 0 | 0 | 0 | 0 | 0 | 0 | 0 | 0 | 0 | 0 | 0 | 0 | 0 | 0 | 0 | 0 | 0 | 0 | 0 | 0 | 0 | 0 | 0 | 0 | 0 | 0
|  | Direct connection fee (cash) | EUR k | 1392.7282 | 2029-01-08 | -1392.7282 | 0 | 0 | 0 | 0 | 0 | 0 | 0 | 0 | 0 | 0 | -1392.7282 | 0 | 0 | 0 | 0 | 0 | 0 | 0 | 0 | 0 | 0 | 0 | 0 | 0 | 0 | 0 | 0 | 0 | 0 | 0 | 0 | 0 | 0 | 0 | 0 | 0 | 0 | 0 | 0 | 0 | 0 | 0 | 0 | 0 | 0 | 0 | 0 | 0 | 0 | 0 | 0 | 0 | 0 | 0 | 0 | 0 | 0 | 0 | 0 | 0 | 0 | 0 | 0 | 0 | 0 | 0 | 0 | 0 | 0 | 0 | 0 | 0 | 0 | 0 | 0 | 0 | 0 | 0 | 0 | 0 | 0 | 0 | 0 | 0 | 0 | 0 | 0 | 0 | 0 | 0 | 0 | 0 | 0 | 0 | 0 | 0 | 0 | 0 | 0 | 0 | 0 | 0 | 0 | 0 | 0 | 0 | 0 | 0 | 0 | 0 | 0 | 0 | 0 | 0 | 0 | 0 | 0 | 0 | 0 | 0 | 0 | 0 | 0 | 0 | 0 | 0 | 0 | 0 | 0 | 0 | 0 | 0 | 0 | 0 | 0 | 0 | 0 | 0 | 0 | 0 | 0
|  | Indirect connection fee, net of TSO security | EUR k | 18786.6592 | 2029-01-08 | -18786.6592 | 0 | 0 | 0 | 0 | 0 | 0 | 0 | 0 | 0 | 0 | -18786.6592 | 0 | 0 | 0 | 0 | 0 | 0 | 0 | 0 | 0 | 0 | 0 | 0 | 0 | 0 | 0 | 0 | 0 | 0 | 0 | 0 | 0 | 0 | 0 | 0 | 0 | 0 | 0 | 0 | 0 | 0 | 0 | 0 | 0 | 0 | 0 | 0 | 0 | 0 | 0 | 0 | 0 | 0 | 0 | 0 | 0 | 0 | 0 | 0 | 0 | 0 | 0 | 0 | 0 | 0 | 0 | 0 | 0 | 0 | 0 | 0 | 0 | 0 | 0 | 0 | 0 | 0 | 0 | 0 | 0 | 0 | 0 | 0 | 0 | 0 | 0 | 0 | 0 | 0 | 0 | 0 | 0 | 0 | 0 | 0 | 0 | 0 | 0 | 0 | 0 | 0 | 0 | 0 | 0 | 0 | 0 | 0 | 0 | 0 | 0 | 0 | 0 | 0 | 0 | 0 | 0 | 0 | 0 | 0 | 0 | 0 | 0 | 0 | 0 | 0 | 0 | 0 | 0 | 0 | 0 | 0 | 0 | 0 | 0 | 0 | 0 | 0 | 0 | 0 | 0 | 0
|  | Connection fees | EUR k |  |  | -20179.3874 | 0 | 0 | 0 | 0 | 0 | 0 | 0 | 0 | 0 | 0 | -20179.3874 | 0 | 0 | 0 | 0 | 0 | 0 | 0 | 0 | 0 | 0 | 0 | 0 | 0 | 0 | 0 | 0 | 0 | 0 | 0 | 0 | 0 | 0 | 0 | 0 | 0 | 0 | 0 | 0 | 0 | 0 | 0 | 0 | 0 | 0 | 0 | 0 | 0 | 0 | 0 | 0 | 0 | 0 | 0 | 0 | 0 | 0 | 0 | 0 | 0 | 0 | 0 | 0 | 0 | 0 | 0 | 0 | 0 | 0 | 0 | 0 | 0 | 0 | 0 | 0 | 0 | 0 | 0 | 0 | 0 | 0 | 0 | 0 | 0 | 0 | 0 | 0 | 0 | 0 | 0 | 0 | 0 | 0 | 0 | 0 | 0 | 0 | 0 | 0 | 0 | 0 | 0 | 0 | 0 | 0 | 0 | 0 | 0 | 0 | 0 | 0 | 0 | 0 | 0 | 0 | 0 | 0 | 0 | 0 | 0 | 0 | 0 | 0 | 0 | 0 | 0 | 0 | 0 | 0 | 0 | 0 | 0 | 0 | 0 | 0 | 0 | 0 | 0 | 0 | 0 | 0
|  | Devex (FEP-borne) | EUR k |  |  | -2404.8306 | 0 | -178.5205 | -407.863 | -43.8356 | -43.8356 | -184.3616 | -1290.0418 | -4.6096 | -164.0915 | -32.8767 | -54.7945 | 0 | 0 | 0 | 0 | 0 | 0 | 0 | 0 | 0 | 0 | 0 | 0 | 0 | 0 | 0 | 0 | 0 | 0 | 0 | 0 | 0 | 0 | 0 | 0 | 0 | 0 | 0 | 0 | 0 | 0 | 0 | 0 | 0 | 0 | 0 | 0 | 0 | 0 | 0 | 0 | 0 | 0 | 0 | 0 | 0 | 0 | 0 | 0 | 0 | 0 | 0 | 0 | 0 | 0 | 0 | 0 | 0 | 0 | 0 | 0 | 0 | 0 | 0 | 0 | 0 | 0 | 0 | 0 | 0 | 0 | 0 | 0 | 0 | 0 | 0 | 0 | 0 | 0 | 0 | 0 | 0 | 0 | 0 | 0 | 0 | 0 | 0 | 0 | 0 | 0 | 0 | 0 | 0 | 0 | 0 | 0 | 0 | 0 | 0 | 0 | 0 | 0 | 0 | 0 | 0 | 0 | 0 | 0 | 0 | 0 | 0 | 0 | 0 | 0 | 0 | 0 | 0 | 0 | 0 | 0 | 0 | 0 | 0 | 0 | 0 | 0 | 0 | 0 | 0 | 0
|  | Land (E: paid to the exit) | EUR k | 430.4445 |  | -430.4445 | 0 | 0 | -180.5815 | 0 | 0 | 0 | 0 | 0 | 0 | 0 | -249.863 | 0 | 0 | 0 | 0 | 0 | 0 | 0 | 0 | 0 | 0 | 0 | 0 | 0 | 0 | 0 | 0 | 0 | 0 | 0 | 0 | 0 | 0 | 0 | 0 | 0 | 0 | 0 | 0 | 0 | 0 | 0 | 0 | 0 | 0 | 0 | 0 | 0 | 0 | 0 | 0 | 0 | 0 | 0 | 0 | 0 | 0 | 0 | 0 | 0 | 0 | 0 | 0 | 0 | 0 | 0 | 0 | 0 | 0 | 0 | 0 | 0 | 0 | 0 | 0 | 0 | 0 | 0 | 0 | 0 | 0 | 0 | 0 | 0 | 0 | 0 | 0 | 0 | 0 | 0 | 0 | 0 | 0 | 0 | 0 | 0 | 0 | 0 | 0 | 0 | 0 | 0 | 0 | 0 | 0 | 0 | 0 | 0 | 0 | 0 | 0 | 0 | 0 | 0 | 0 | 0 | 0 | 0 | 0 | 0 | 0 | 0 | 0 | 0 | 0 | 0 | 0 | 0 | 0 | 0 | 0 | 0 | 0 | 0 | 0 | 0 | 0 | 0 | 0 | 0 | 0
|  | Devex contingency | EUR k | 284.3494 | 2028-12-31 | -284.3494 | 0 | 0 | 0 | 0 | 0 | 0 | 0 | 0 | 0 | -284.3494 | 0 | 0 | 0 | 0 | 0 | 0 | 0 | 0 | 0 | 0 | 0 | 0 | 0 | 0 | 0 | 0 | 0 | 0 | 0 | 0 | 0 | 0 | 0 | 0 | 0 | 0 | 0 | 0 | 0 | 0 | 0 | 0 | 0 | 0 | 0 | 0 | 0 | 0 | 0 | 0 | 0 | 0 | 0 | 0 | 0 | 0 | 0 | 0 | 0 | 0 | 0 | 0 | 0 | 0 | 0 | 0 | 0 | 0 | 0 | 0 | 0 | 0 | 0 | 0 | 0 | 0 | 0 | 0 | 0 | 0 | 0 | 0 | 0 | 0 | 0 | 0 | 0 | 0 | 0 | 0 | 0 | 0 | 0 | 0 | 0 | 0 | 0 | 0 | 0 | 0 | 0 | 0 | 0 | 0 | 0 | 0 | 0 | 0 | 0 | 0 | 0 | 0 | 0 | 0 | 0 | 0 | 0 | 0 | 0 | 0 | 0 | 0 | 0 | 0 | 0 | 0 | 0 | 0 | 0 | 0 | 0 | 0 | 0 | 0 | 0 | 0 | 0 | 0 | 0 | 0 | 0
|  | Devex, land and contingency (E: to the exit, F: to COD) | EUR k | 3119.6245 | 3119.6245 | -3119.6245 | 0 | -178.5205 | -588.4445 | -43.8356 | -43.8356 | -184.3616 | -1290.0418 | -4.6096 | -164.0915 | -317.2261 | -304.6575 | 0 | 0 | 0 | 0 | 0 | 0 | 0 | 0 | 0 | 0 | 0 | 0 | 0 | 0 | 0 | 0 | 0 | 0 | 0 | 0 | 0 | 0 | 0 | 0 | 0 | 0 | 0 | 0 | 0 | 0 | 0 | 0 | 0 | 0 | 0 | 0 | 0 | 0 | 0 | 0 | 0 | 0 | 0 | 0 | 0 | 0 | 0 | 0 | 0 | 0 | 0 | 0 | 0 | 0 | 0 | 0 | 0 | 0 | 0 | 0 | 0 | 0 | 0 | 0 | 0 | 0 | 0 | 0 | 0 | 0 | 0 | 0 | 0 | 0 | 0 | 0 | 0 | 0 | 0 | 0 | 0 | 0 | 0 | 0 | 0 | 0 | 0 | 0 | 0 | 0 | 0 | 0 | 0 | 0 | 0 | 0 | 0 | 0 | 0 | 0 | 0 | 0 | 0 | 0 | 0 | 0 | 0 | 0 | 0 | 0 | 0 | 0 | 0 | 0 | 0 | 0 | 0 | 0 | 0 | 0 | 0 | 0 | 0 | 0 | 0 | 0 | 0 | 0 | 0 | 0
|  | Guarantee fees (E: to the exit, F: to COD) | EUR k | -1112.0921 | -1750.2597 | -2298.4037 | 0 | -15.8042 | -90.0236 | -91.0239 | -92.0242 | -92.0242 | -91.0239 | -91.0239 | -92.0242 | -92.0242 | -90.0236 | -91.0239 | -92.0242 | -92.0242 | -90.0236 | -91.0239 | -92.0242 | -92.0242 | -90.0236 | -91.0239 | -92.0242 | -92.0242 | -91.0239 | -91.0239 | -92.0242 | -92.0242 | -90.0236 | 0 | 0 | 0 | 0 | 0 | 0 | 0 | 0 | 0 | 0 | 0 | 0 | 0 | 0 | 0 | 0 | 0 | 0 | 0 | 0 | 0 | 0 | 0 | 0 | 0 | 0 | 0 | 0 | 0 | 0 | 0 | 0 | 0 | 0 | 0 | 0 | 0 | 0 | 0 | 0 | 0 | 0 | 0 | 0 | 0 | 0 | 0 | 0 | 0 | 0 | 0 | 0 | 0 | 0 | 0 | 0 | 0 | 0 | 0 | 0 | 0 | 0 | 0 | 0 | 0 | 0 | 0 | 0 | 0 | 0 | 0 | 0 | 0 | 0 | 0 | 0 | 0 | 0 | 0 | 0 | 0 | 0 | 0 | 0 | 0 | 0 | 0 | 0 | 0 | 0 | 0 | 0 | 0 | 0 | 0 | 0 | 0 | 0 | 0 | 0 | 0 | 0 | 0 | 0 | 0 | 0 | 0 | 0 | 0 | 0 | 0 | 0 | 0 | 0
|  | Development cash flow (excl. connection fees) | EUR k |  |  | -7059.1241 | -400 | -1435.4206 | -678.4682 | -134.8595 | -135.8598 | -276.3858 | -1381.0657 | -95.6335 | -256.1157 | -409.2503 | -394.6812 | -91.0239 | -92.0242 | -92.0242 | -90.0236 | -91.0239 | -92.0242 | -92.0242 | -90.0236 | -91.0239 | -92.0242 | -92.0242 | -91.0239 | -91.0239 | -92.0242 | -92.0242 | -90.0236 | 0 | 0 | 0 | 0 | 0 | 0 | 0 | 0 | 0 | 0 | 0 | 0 | 0 | 0 | 0 | 0 | 0 | 0 | 0 | 0 | 0 | 0 | 0 | 0 | 0 | 0 | 0 | 0 | 0 | 0 | 0 | 0 | 0 | 0 | 0 | 0 | 0 | 0 | 0 | 0 | 0 | 0 | 0 | 0 | 0 | 0 | 0 | 0 | 0 | 0 | 0 | 0 | 0 | 0 | 0 | 0 | 0 | 0 | 0 | 0 | 0 | 0 | 0 | 0 | 0 | 0 | 0 | 0 | 0 | 0 | 0 | 0 | 0 | 0 | 0 | 0 | 0 | 0 | 0 | 0 | 0 | 0 | 0 | 0 | 0 | 0 | 0 | 0 | 0 | 0 | 0 | 0 | 0 | 0 | 0 | 0 | 0 | 0 | 0 | 0 | 0 | 0 | 0 | 0 | 0 | 0 | 0 | 0 | 0 | 0 | 0 | 0 | 0 | 0
|  | Cash posted incl. land, cumulative (E: at the exit) | EUR k | 21850.9278 |  |  | 0 | 1241.0959 | 1421.6774 | 1421.6774 | 1421.6774 | 1421.6774 | 1421.6774 | 1421.6774 | 1421.6774 | 1421.6774 | 21850.9278 | 21850.9278 | 21850.9278 | 21850.9278 | 21850.9278 | 21850.9278 | 21850.9278 | 21850.9278 | 21850.9278 | 21850.9278 | 21850.9278 | 21850.9278 | 21850.9278 | 21850.9278 | 21850.9278 | 21850.9278 | 21850.9278 | 21850.9278 | 21850.9278 | 21850.9278 | 21850.9278 | 21850.9278 | 21850.9278 | 21850.9278 | 21850.9278 | 21850.9278 | 21850.9278 | 21850.9278 | 21850.9278 | 21850.9278 | 21850.9278 | 21850.9278 | 21850.9278 | 21850.9278 | 21850.9278 | 21850.9278 | 21850.9278 | 21850.9278 | 21850.9278 | 21850.9278 | 21850.9278 | 21850.9278 | 21850.9278 | 21850.9278 | 21850.9278 | 21850.9278 | 21850.9278 | 21850.9278 | 21850.9278 | 21850.9278 | 21850.9278 | 21850.9278 | 21850.9278 | 21850.9278 | 21850.9278 | 21850.9278 | 21850.9278 | 21850.9278 | 21850.9278 | 21850.9278 | 21850.9278 | 21850.9278 | 21850.9278 | 21850.9278 | 21850.9278 | 21850.9278 | 21850.9278 | 21850.9278 | 21850.9278 | 21850.9278 | 21850.9278 | 21850.9278 | 21850.9278 | 21850.9278 | 21850.9278 | 21850.9278 | 21850.9278 | 21850.9278 | 21850.9278 | 21850.9278 | 21850.9278 | 21850.9278 | 21850.9278 | 21850.9278 | 21850.9278 | 21850.9278 | 21850.9278 | 21850.9278 | 21850.9278 | 21850.9278 | 21850.9278 | 21850.9278 | 21850.9278 | 21850.9278 | 21850.9278 | 21850.9278 | 21850.9278 | 21850.9278 | 21850.9278 | 21850.9278 | 21850.9278 | 21850.9278 | 21850.9278 | 21850.9278 | 21850.9278 | 21850.9278 | 21850.9278 | 21850.9278 | 21850.9278 | 21850.9278 | 21850.9278 | 21850.9278 | 21850.9278 | 21850.9278 | 21850.9278 | 21850.9278 | 21850.9278 | 21850.9278 | 21850.9278 | 21850.9278 | 21850.9278 | 21850.9278 | 21850.9278 | 21850.9278 | 21850.9278 | 21850.9278 | 21850.9278 | 21850.9278 | 21850.9278 | 21850.9278 | 21850.9278
x |  | FEP claims, devex-file method, accrued to COD (E: to the exit, F: to COD)
Cash 12 %: participation fee, TSO security, connection fees
|  | New principal (E: recoverable, to the exit) | EUR k | 21412.2641 |  | 21420.4833 | 0 | 1241.0959 | 0 | 0 | 0 | 0 | 0 | 0 | 0 | 0 | 20179.3874 | 0 | 0 | 0 | 0 | 0 | 0 | 0 | 0 | 0 | 0 | 0 | 0 | 0 | 0 | 0 | 0 | 0 | 0 | 0 | 0 | 0 | 0 | 0 | 0 | 0 | 0 | 0 | 0 | 0 | 0 | 0 | 0 | 0 | 0 | 0 | 0 | 0 | 0 | 0 | 0 | 0 | 0 | 0 | 0 | 0 | 0 | 0 | 0 | 0 | 0 | 0 | 0 | 0 | 0 | 0 | 0 | 0 | 0 | 0 | 0 | 0 | 0 | 0 | 0 | 0 | 0 | 0 | 0 | 0 | 0 | 0 | 0 | 0 | 0 | 0 | 0 | 0 | 0 | 0 | 0 | 0 | 0 | 0 | 0 | 0 | 0 | 0 | 0 | 0 | 0 | 0 | 0 | 0 | 0 | 0 | 0 | 0 | 0 | 0 | 0 | 0 | 0 | 0 | 0 | 0 | 0 | 0 | 0 | 0 | 0 | 0 | 0 | 0 | 0 | 0 | 0 | 0 | 0 | 0 | 0 | 0 | 0 | 0 | 0 | 0 | 0 | 0 | 0 | 0 | 0
|  | Date-weighted new principal | # |  |  |  | 0 | 57568972.6027 | 0 | 0 | 0 | 0 | 0 | 0 | 0 | 0 | 950973810.9997 | 0 | 0 | 0 | 0 | 0 | 0 | 0 | 0 | 0 | 0 | 0 | 0 | 0 | 0 | 0 | 0 | 0 | 0 | 0 | 0 | 0 | 0 | 0 | 0 | 0 | 0 | 0 | 0 | 0 | 0 | 0 | 0 | 0 | 0 | 0 | 0 | 0 | 0 | 0 | 0 | 0 | 0 | 0 | 0 | 0 | 0 | 0 | 0 | 0 | 0 | 0 | 0 | 0 | 0 | 0 | 0 | 0 | 0 | 0 | 0 | 0 | 0 | 0 | 0 | 0 | 0 | 0 | 0 | 0 | 0 | 0 | 0 | 0 | 0 | 0 | 0 | 0 | 0 | 0 | 0 | 0 | 0 | 0 | 0 | 0 | 0 | 0 | 0 | 0 | 0 | 0 | 0 | 0 | 0 | 0 | 0 | 0 | 0 | 0 | 0 | 0 | 0 | 0 | 0 | 0 | 0 | 0 | 0 | 0 | 0 | 0 | 0 | 0 | 0 | 0 | 0 | 0 | 0 | 0 | 0 | 0 | 0 | 0 | 0 | 0 | 0 | 0 | 0 | 0 | 0
|  | Opening balance | EUR k |  |  |  | 0 | 0 | 1242.0768 | 1242.0768 | 1242.0768 | 1242.0768 | 1391.126 | 1391.126 | 1391.126 | 1391.126 | 1558.5185 | 21737.9059 | 21737.9059 | 21737.9059 | 22985.0199 | 22985.0199 | 22985.0199 | 22985.0199 | 25743.2223 | 25743.2223 | 25743.2223 | 25743.2223 | 28053.7647 | 28053.7647 | 28053.7647 | 28053.7647 | 28053.7647 | 28053.7647 | 28053.7647 | 28053.7647 | 28053.7647 | 28053.7647 | 28053.7647 | 28053.7647 | 28053.7647 | 28053.7647 | 28053.7647 | 28053.7647 | 28053.7647 | 28053.7647 | 28053.7647 | 28053.7647 | 28053.7647 | 28053.7647 | 28053.7647 | 28053.7647 | 28053.7647 | 28053.7647 | 28053.7647 | 28053.7647 | 28053.7647 | 28053.7647 | 28053.7647 | 28053.7647 | 28053.7647 | 28053.7647 | 28053.7647 | 28053.7647 | 28053.7647 | 28053.7647 | 28053.7647 | 28053.7647 | 28053.7647 | 28053.7647 | 28053.7647 | 28053.7647 | 28053.7647 | 28053.7647 | 28053.7647 | 28053.7647 | 28053.7647 | 28053.7647 | 28053.7647 | 28053.7647 | 28053.7647 | 28053.7647 | 28053.7647 | 28053.7647 | 28053.7647 | 28053.7647 | 28053.7647 | 28053.7647 | 28053.7647 | 28053.7647 | 28053.7647 | 28053.7647 | 28053.7647 | 28053.7647 | 28053.7647 | 28053.7647 | 28053.7647 | 28053.7647 | 28053.7647 | 28053.7647 | 28053.7647 | 28053.7647 | 28053.7647 | 28053.7647 | 28053.7647 | 28053.7647 | 28053.7647 | 28053.7647 | 28053.7647 | 28053.7647 | 28053.7647 | 28053.7647 | 28053.7647 | 28053.7647 | 28053.7647 | 28053.7647 | 28053.7647 | 28053.7647 | 28053.7647 | 28053.7647 | 28053.7647 | 28053.7647 | 28053.7647 | 28053.7647 | 28053.7647 | 28053.7647 | 28053.7647 | 28053.7647 | 28053.7647 | 28053.7647 | 28053.7647 | 28053.7647 | 28053.7647 | 28053.7647 | 28053.7647 | 28053.7647 | 28053.7647 | 28053.7647 | 28053.7647 | 28053.7647 | 28053.7647 | 28053.7647 | 28053.7647 | 28053.7647 | 28053.7647 | 28053.7647 | 28053.7647
|  | Return accrued | EUR k | 1564.5366 | 6633.2814 | 6633.2814 | 0 | 0.9809 | 36.7519 | 37.1602 | 37.5686 | 37.5686 | 41.6194 | 41.6194 | 42.0768 | 42.0768 | 596.7636 | 650.3505 | 0 | 0 | 680.1047 | 687.6614 | 695.2181 | 695.2181 | 761.7173 | 770.1808 | 778.6443 | 0 | 0 | 0 | 0 | 0 | 0 | 0 | 0 | 0 | 0 | 0 | 0 | 0 | 0 | 0 | 0 | 0 | 0 | 0 | 0 | 0 | 0 | 0 | 0 | 0 | 0 | 0 | 0 | 0 | 0 | 0 | 0 | 0 | 0 | 0 | 0 | 0 | 0 | 0 | 0 | 0 | 0 | 0 | 0 | 0 | 0 | 0 | 0 | 0 | 0 | 0 | 0 | 0 | 0 | 0 | 0 | 0 | 0 | 0 | 0 | 0 | 0 | 0 | 0 | 0 | 0 | 0 | 0 | 0 | 0 | 0 | 0 | 0 | 0 | 0 | 0 | 0 | 0 | 0 | 0 | 0 | 0 | 0 | 0 | 0 | 0 | 0 | 0 | 0 | 0 | 0 | 0 | 0 | 0 | 0 | 0 | 0 | 0 | 0 | 0 | 0 | 0 | 0 | 0 | 0 | 0 | 0 | 0 | 0 | 0 | 0 | 0 | 0 | 0 | 0 | 0 | 0 | 0 | 0 | 0
|  | Capitalised at 31-Dec | EUR k |  |  | 6633.2814 | 0 | 0.9809 | 0 | 0 | 0 | 149.0492 | 0 | 0 | 0 | 167.3925 | 0 | 0 | 0 | 1247.1141 | 0 | 0 | 0 | 2758.2024 | 0 | 0 | 0 | 2310.5424 | 0 | 0 | 0 | 0 | 0 | 0 | 0 | 0 | 0 | 0 | 0 | 0 | 0 | 0 | 0 | 0 | 0 | 0 | 0 | 0 | 0 | 0 | 0 | 0 | 0 | 0 | 0 | 0 | 0 | 0 | 0 | 0 | 0 | 0 | 0 | 0 | 0 | 0 | 0 | 0 | 0 | 0 | 0 | 0 | 0 | 0 | 0 | 0 | 0 | 0 | 0 | 0 | 0 | 0 | 0 | 0 | 0 | 0 | 0 | 0 | 0 | 0 | 0 | 0 | 0 | 0 | 0 | 0 | 0 | 0 | 0 | 0 | 0 | 0 | 0 | 0 | 0 | 0 | 0 | 0 | 0 | 0 | 0 | 0 | 0 | 0 | 0 | 0 | 0 | 0 | 0 | 0 | 0 | 0 | 0 | 0 | 0 | 0 | 0 | 0 | 0 | 0 | 0 | 0 | 0 | 0 | 0 | 0 | 0 | 0 | 0 | 0 | 0 | 0 | 0 | 0 | 0 | 0 | 0
|  | Closing balance | EUR k |  |  |  | 0 | 1242.0768 | 1242.0768 | 1242.0768 | 1242.0768 | 1391.126 | 1391.126 | 1391.126 | 1391.126 | 1558.5185 | 21737.9059 | 21737.9059 | 21737.9059 | 22985.0199 | 22985.0199 | 22985.0199 | 22985.0199 | 25743.2223 | 25743.2223 | 25743.2223 | 25743.2223 | 28053.7647 | 28053.7647 | 28053.7647 | 28053.7647 | 28053.7647 | 28053.7647 | 28053.7647 | 28053.7647 | 28053.7647 | 28053.7647 | 28053.7647 | 28053.7647 | 28053.7647 | 28053.7647 | 28053.7647 | 28053.7647 | 28053.7647 | 28053.7647 | 28053.7647 | 28053.7647 | 28053.7647 | 28053.7647 | 28053.7647 | 28053.7647 | 28053.7647 | 28053.7647 | 28053.7647 | 28053.7647 | 28053.7647 | 28053.7647 | 28053.7647 | 28053.7647 | 28053.7647 | 28053.7647 | 28053.7647 | 28053.7647 | 28053.7647 | 28053.7647 | 28053.7647 | 28053.7647 | 28053.7647 | 28053.7647 | 28053.7647 | 28053.7647 | 28053.7647 | 28053.7647 | 28053.7647 | 28053.7647 | 28053.7647 | 28053.7647 | 28053.7647 | 28053.7647 | 28053.7647 | 28053.7647 | 28053.7647 | 28053.7647 | 28053.7647 | 28053.7647 | 28053.7647 | 28053.7647 | 28053.7647 | 28053.7647 | 28053.7647 | 28053.7647 | 28053.7647 | 28053.7647 | 28053.7647 | 28053.7647 | 28053.7647 | 28053.7647 | 28053.7647 | 28053.7647 | 28053.7647 | 28053.7647 | 28053.7647 | 28053.7647 | 28053.7647 | 28053.7647 | 28053.7647 | 28053.7647 | 28053.7647 | 28053.7647 | 28053.7647 | 28053.7647 | 28053.7647 | 28053.7647 | 28053.7647 | 28053.7647 | 28053.7647 | 28053.7647 | 28053.7647 | 28053.7647 | 28053.7647 | 28053.7647 | 28053.7647 | 28053.7647 | 28053.7647 | 28053.7647 | 28053.7647 | 28053.7647 | 28053.7647 | 28053.7647 | 28053.7647 | 28053.7647 | 28053.7647 | 28053.7647 | 28053.7647 | 28053.7647 | 28053.7647 | 28053.7647 | 28053.7647 | 28053.7647 | 28053.7647 | 28053.7647 | 28053.7647 | 28053.7647 | 28053.7647 | 28053.7647 | 28053.7647 | 28053.7647
Guarantee 6 %: bid security and performance security face value
|  | Opening capitalised return | EUR k |  |  |  | 0 | 0 | 15.8042 | 15.8042 | 15.8042 | 15.8042 | 381.8483 | 381.8483 | 381.8483 | 381.8483 | 770.9181 | 770.9181 | 770.9181 | 770.9181 | 974.9031 | 974.9031 | 974.9031 | 974.9031 | 1398.4932 | 1398.4932 | 1398.4932 | 1398.4932 | 1734.3247 | 1734.3247 | 1734.3247 | 1734.3247 | 1734.3247 | 1734.3247 | 1734.3247 | 1734.3247 | 1734.3247 | 1734.3247 | 1734.3247 | 1734.3247 | 1734.3247 | 1734.3247 | 1734.3247 | 1734.3247 | 1734.3247 | 1734.3247 | 1734.3247 | 1734.3247 | 1734.3247 | 1734.3247 | 1734.3247 | 1734.3247 | 1734.3247 | 1734.3247 | 1734.3247 | 1734.3247 | 1734.3247 | 1734.3247 | 1734.3247 | 1734.3247 | 1734.3247 | 1734.3247 | 1734.3247 | 1734.3247 | 1734.3247 | 1734.3247 | 1734.3247 | 1734.3247 | 1734.3247 | 1734.3247 | 1734.3247 | 1734.3247 | 1734.3247 | 1734.3247 | 1734.3247 | 1734.3247 | 1734.3247 | 1734.3247 | 1734.3247 | 1734.3247 | 1734.3247 | 1734.3247 | 1734.3247 | 1734.3247 | 1734.3247 | 1734.3247 | 1734.3247 | 1734.3247 | 1734.3247 | 1734.3247 | 1734.3247 | 1734.3247 | 1734.3247 | 1734.3247 | 1734.3247 | 1734.3247 | 1734.3247 | 1734.3247 | 1734.3247 | 1734.3247 | 1734.3247 | 1734.3247 | 1734.3247 | 1734.3247 | 1734.3247 | 1734.3247 | 1734.3247 | 1734.3247 | 1734.3247 | 1734.3247 | 1734.3247 | 1734.3247 | 1734.3247 | 1734.3247 | 1734.3247 | 1734.3247 | 1734.3247 | 1734.3247 | 1734.3247 | 1734.3247 | 1734.3247 | 1734.3247 | 1734.3247 | 1734.3247 | 1734.3247 | 1734.3247 | 1734.3247 | 1734.3247 | 1734.3247 | 1734.3247 | 1734.3247 | 1734.3247 | 1734.3247 | 1734.3247 | 1734.3247 | 1734.3247 | 1734.3247 | 1734.3247 | 1734.3247 | 1734.3247 | 1734.3247 | 1734.3247 | 1734.3247 | 1734.3247 | 1734.3247 | 1734.3247 | 1734.3247
|  | Return accrued | EUR k | 974.9031 | 1734.3247 | 1734.3247 | 0 | 15.8042 | 90.2575 | 91.2603 | 92.2632 | 92.2632 | 96.7359 | 96.7359 | 97.799 | 97.799 | 101.429 | 102.556 | 0 | 0 | 104.4469 | 105.6074 | 106.7679 | 106.7679 | 110.7137 | 111.9438 | 113.174 | 0 | 0 | 0 | 0 | 0 | 0 | 0 | 0 | 0 | 0 | 0 | 0 | 0 | 0 | 0 | 0 | 0 | 0 | 0 | 0 | 0 | 0 | 0 | 0 | 0 | 0 | 0 | 0 | 0 | 0 | 0 | 0 | 0 | 0 | 0 | 0 | 0 | 0 | 0 | 0 | 0 | 0 | 0 | 0 | 0 | 0 | 0 | 0 | 0 | 0 | 0 | 0 | 0 | 0 | 0 | 0 | 0 | 0 | 0 | 0 | 0 | 0 | 0 | 0 | 0 | 0 | 0 | 0 | 0 | 0 | 0 | 0 | 0 | 0 | 0 | 0 | 0 | 0 | 0 | 0 | 0 | 0 | 0 | 0 | 0 | 0 | 0 | 0 | 0 | 0 | 0 | 0 | 0 | 0 | 0 | 0 | 0 | 0 | 0 | 0 | 0 | 0 | 0 | 0 | 0 | 0 | 0 | 0 | 0 | 0 | 0 | 0 | 0 | 0 | 0 | 0 | 0 | 0 | 0 | 0
|  | Capitalised at 31-Dec | EUR k |  |  | 1734.3247 | 0 | 15.8042 | 0 | 0 | 0 | 366.0441 | 0 | 0 | 0 | 389.0698 | 0 | 0 | 0 | 203.985 | 0 | 0 | 0 | 423.5901 | 0 | 0 | 0 | 335.8315 | 0 | 0 | 0 | 0 | 0 | 0 | 0 | 0 | 0 | 0 | 0 | 0 | 0 | 0 | 0 | 0 | 0 | 0 | 0 | 0 | 0 | 0 | 0 | 0 | 0 | 0 | 0 | 0 | 0 | 0 | 0 | 0 | 0 | 0 | 0 | 0 | 0 | 0 | 0 | 0 | 0 | 0 | 0 | 0 | 0 | 0 | 0 | 0 | 0 | 0 | 0 | 0 | 0 | 0 | 0 | 0 | 0 | 0 | 0 | 0 | 0 | 0 | 0 | 0 | 0 | 0 | 0 | 0 | 0 | 0 | 0 | 0 | 0 | 0 | 0 | 0 | 0 | 0 | 0 | 0 | 0 | 0 | 0 | 0 | 0 | 0 | 0 | 0 | 0 | 0 | 0 | 0 | 0 | 0 | 0 | 0 | 0 | 0 | 0 | 0 | 0 | 0 | 0 | 0 | 0 | 0 | 0 | 0 | 0 | 0 | 0 | 0 | 0 | 0 | 0 | 0 | 0 | 0 | 0
|  | Closing capitalised return | EUR k |  |  |  | 0 | 15.8042 | 15.8042 | 15.8042 | 15.8042 | 381.8483 | 381.8483 | 381.8483 | 381.8483 | 770.9181 | 770.9181 | 770.9181 | 770.9181 | 974.9031 | 974.9031 | 974.9031 | 974.9031 | 1398.4932 | 1398.4932 | 1398.4932 | 1398.4932 | 1734.3247 | 1734.3247 | 1734.3247 | 1734.3247 | 1734.3247 | 1734.3247 | 1734.3247 | 1734.3247 | 1734.3247 | 1734.3247 | 1734.3247 | 1734.3247 | 1734.3247 | 1734.3247 | 1734.3247 | 1734.3247 | 1734.3247 | 1734.3247 | 1734.3247 | 1734.3247 | 1734.3247 | 1734.3247 | 1734.3247 | 1734.3247 | 1734.3247 | 1734.3247 | 1734.3247 | 1734.3247 | 1734.3247 | 1734.3247 | 1734.3247 | 1734.3247 | 1734.3247 | 1734.3247 | 1734.3247 | 1734.3247 | 1734.3247 | 1734.3247 | 1734.3247 | 1734.3247 | 1734.3247 | 1734.3247 | 1734.3247 | 1734.3247 | 1734.3247 | 1734.3247 | 1734.3247 | 1734.3247 | 1734.3247 | 1734.3247 | 1734.3247 | 1734.3247 | 1734.3247 | 1734.3247 | 1734.3247 | 1734.3247 | 1734.3247 | 1734.3247 | 1734.3247 | 1734.3247 | 1734.3247 | 1734.3247 | 1734.3247 | 1734.3247 | 1734.3247 | 1734.3247 | 1734.3247 | 1734.3247 | 1734.3247 | 1734.3247 | 1734.3247 | 1734.3247 | 1734.3247 | 1734.3247 | 1734.3247 | 1734.3247 | 1734.3247 | 1734.3247 | 1734.3247 | 1734.3247 | 1734.3247 | 1734.3247 | 1734.3247 | 1734.3247 | 1734.3247 | 1734.3247 | 1734.3247 | 1734.3247 | 1734.3247 | 1734.3247 | 1734.3247 | 1734.3247 | 1734.3247 | 1734.3247 | 1734.3247 | 1734.3247 | 1734.3247 | 1734.3247 | 1734.3247 | 1734.3247 | 1734.3247 | 1734.3247 | 1734.3247 | 1734.3247 | 1734.3247 | 1734.3247 | 1734.3247 | 1734.3247 | 1734.3247 | 1734.3247 | 1734.3247 | 1734.3247 | 1734.3247 | 1734.3247 | 1734.3247 | 1734.3247 | 1734.3247 | 1734.3247 | 1734.3247 | 1734.3247
At risk 20 % with 2x floor: devex, land, contingency
|  | Date-weighted new principal | # |  |  |  | 0 | 8264787.2877 | 27328011.424 | 2041249.3151 | 2042564.3836 | 8617904.0877 | 60359659.8457 | 216330.5479 | 7708362.7728 | 14945351.6141 | 14376030.6849 | 0 | 0 | 0 | 0 | 0 | 0 | 0 | 0 | 0 | 0 | 0 | 0 | 0 | 0 | 0 | 0 | 0 | 0 | 0 | 0 | 0 | 0 | 0 | 0 | 0 | 0 | 0 | 0 | 0 | 0 | 0 | 0 | 0 | 0 | 0 | 0 | 0 | 0 | 0 | 0 | 0 | 0 | 0 | 0 | 0 | 0 | 0 | 0 | 0 | 0 | 0 | 0 | 0 | 0 | 0 | 0 | 0 | 0 | 0 | 0 | 0 | 0 | 0 | 0 | 0 | 0 | 0 | 0 | 0 | 0 | 0 | 0 | 0 | 0 | 0 | 0 | 0 | 0 | 0 | 0 | 0 | 0 | 0 | 0 | 0 | 0 | 0 | 0 | 0 | 0 | 0 | 0 | 0 | 0 | 0 | 0 | 0 | 0 | 0 | 0 | 0 | 0 | 0 | 0 | 0 | 0 | 0 | 0 | 0 | 0 | 0 | 0 | 0 | 0 | 0 | 0 | 0 | 0 | 0 | 0 | 0 | 0 | 0 | 0 | 0 | 0 | 0 | 0 | 0 | 0
|  | Opening balance | EUR k |  |  |  | 0 | 0 | 187.5199 | 775.9645 | 819.8001 | 863.6357 | 1195.1838 | 2485.2256 | 2489.8352 | 2653.9267 | 3458.6144 | 3763.2719 | 3763.2719 | 3763.2719 | 4125.0691 | 4125.0691 | 4125.0691 | 4125.0691 | 4950.083 | 4950.083 | 4950.083 | 4950.083 | 5690.5611 | 5690.5611 | 5690.5611 | 5690.5611 | 5690.5611 | 5690.5611 | 5690.5611 | 5690.5611 | 5690.5611 | 5690.5611 | 5690.5611 | 5690.5611 | 5690.5611 | 5690.5611 | 5690.5611 | 5690.5611 | 5690.5611 | 5690.5611 | 5690.5611 | 5690.5611 | 5690.5611 | 5690.5611 | 5690.5611 | 5690.5611 | 5690.5611 | 5690.5611 | 5690.5611 | 5690.5611 | 5690.5611 | 5690.5611 | 5690.5611 | 5690.5611 | 5690.5611 | 5690.5611 | 5690.5611 | 5690.5611 | 5690.5611 | 5690.5611 | 5690.5611 | 5690.5611 | 5690.5611 | 5690.5611 | 5690.5611 | 5690.5611 | 5690.5611 | 5690.5611 | 5690.5611 | 5690.5611 | 5690.5611 | 5690.5611 | 5690.5611 | 5690.5611 | 5690.5611 | 5690.5611 | 5690.5611 | 5690.5611 | 5690.5611 | 5690.5611 | 5690.5611 | 5690.5611 | 5690.5611 | 5690.5611 | 5690.5611 | 5690.5611 | 5690.5611 | 5690.5611 | 5690.5611 | 5690.5611 | 5690.5611 | 5690.5611 | 5690.5611 | 5690.5611 | 5690.5611 | 5690.5611 | 5690.5611 | 5690.5611 | 5690.5611 | 5690.5611 | 5690.5611 | 5690.5611 | 5690.5611 | 5690.5611 | 5690.5611 | 5690.5611 | 5690.5611 | 5690.5611 | 5690.5611 | 5690.5611 | 5690.5611 | 5690.5611 | 5690.5611 | 5690.5611 | 5690.5611 | 5690.5611 | 5690.5611 | 5690.5611 | 5690.5611 | 5690.5611 | 5690.5611 | 5690.5611 | 5690.5611 | 5690.5611 | 5690.5611 | 5690.5611 | 5690.5611 | 5690.5611 | 5690.5611 | 5690.5611 | 5690.5611 | 5690.5611 | 5690.5611 | 5690.5611 | 5690.5611 | 5690.5611 | 5690.5611 | 5690.5611 | 5690.5611 | 5690.5611 | 5690.5611
|  | Return accrued (E, F: with the floor) | EUR k | 3119.6245 | 3119.6245 | 2570.9366 | 0 | 8.9994 | 21.1451 | 38.764 | 42.8882 | 44.3892 | 98.5314 | 123.9321 | 130.1006 | 134.8976 | 174.1491 | 187.6481 | 0 | 0 | 203.4281 | 205.6884 | 207.9487 | 207.9487 | 244.1137 | 246.8261 | 249.5384 | 0 | 0 | 0 | 0 | 0 | 0 | 0 | 0 | 0 | 0 | 0 | 0 | 0 | 0 | 0 | 0 | 0 | 0 | 0 | 0 | 0 | 0 | 0 | 0 | 0 | 0 | 0 | 0 | 0 | 0 | 0 | 0 | 0 | 0 | 0 | 0 | 0 | 0 | 0 | 0 | 0 | 0 | 0 | 0 | 0 | 0 | 0 | 0 | 0 | 0 | 0 | 0 | 0 | 0 | 0 | 0 | 0 | 0 | 0 | 0 | 0 | 0 | 0 | 0 | 0 | 0 | 0 | 0 | 0 | 0 | 0 | 0 | 0 | 0 | 0 | 0 | 0 | 0 | 0 | 0 | 0 | 0 | 0 | 0 | 0 | 0 | 0 | 0 | 0 | 0 | 0 | 0 | 0 | 0 | 0 | 0 | 0 | 0 | 0 | 0 | 0 | 0 | 0 | 0 | 0 | 0 | 0 | 0 | 0 | 0 | 0 | 0 | 0 | 0 | 0 | 0 | 0 | 0 | 0 | 0
|  | Capitalised at 31-Dec | EUR k |  |  | 2570.9366 | 0 | 8.9994 | 0 | 0 | 0 | 147.1865 | 0 | 0 | 0 | 487.4616 | 0 | 0 | 0 | 361.7972 | 0 | 0 | 0 | 825.0138 | 0 | 0 | 0 | 740.4782 | 0 | 0 | 0 | 0 | 0 | 0 | 0 | 0 | 0 | 0 | 0 | 0 | 0 | 0 | 0 | 0 | 0 | 0 | 0 | 0 | 0 | 0 | 0 | 0 | 0 | 0 | 0 | 0 | 0 | 0 | 0 | 0 | 0 | 0 | 0 | 0 | 0 | 0 | 0 | 0 | 0 | 0 | 0 | 0 | 0 | 0 | 0 | 0 | 0 | 0 | 0 | 0 | 0 | 0 | 0 | 0 | 0 | 0 | 0 | 0 | 0 | 0 | 0 | 0 | 0 | 0 | 0 | 0 | 0 | 0 | 0 | 0 | 0 | 0 | 0 | 0 | 0 | 0 | 0 | 0 | 0 | 0 | 0 | 0 | 0 | 0 | 0 | 0 | 0 | 0 | 0 | 0 | 0 | 0 | 0 | 0 | 0 | 0 | 0 | 0 | 0 | 0 | 0 | 0 | 0 | 0 | 0 | 0 | 0 | 0 | 0 | 0 | 0 | 0 | 0 | 0 | 0 | 0 | 0
|  | Closing balance | EUR k |  |  |  | 0 | 187.5199 | 775.9645 | 819.8001 | 863.6357 | 1195.1838 | 2485.2256 | 2489.8352 | 2653.9267 | 3458.6144 | 3763.2719 | 3763.2719 | 3763.2719 | 4125.0691 | 4125.0691 | 4125.0691 | 4125.0691 | 4950.083 | 4950.083 | 4950.083 | 4950.083 | 5690.5611 | 5690.5611 | 5690.5611 | 5690.5611 | 5690.5611 | 5690.5611 | 5690.5611 | 5690.5611 | 5690.5611 | 5690.5611 | 5690.5611 | 5690.5611 | 5690.5611 | 5690.5611 | 5690.5611 | 5690.5611 | 5690.5611 | 5690.5611 | 5690.5611 | 5690.5611 | 5690.5611 | 5690.5611 | 5690.5611 | 5690.5611 | 5690.5611 | 5690.5611 | 5690.5611 | 5690.5611 | 5690.5611 | 5690.5611 | 5690.5611 | 5690.5611 | 5690.5611 | 5690.5611 | 5690.5611 | 5690.5611 | 5690.5611 | 5690.5611 | 5690.5611 | 5690.5611 | 5690.5611 | 5690.5611 | 5690.5611 | 5690.5611 | 5690.5611 | 5690.5611 | 5690.5611 | 5690.5611 | 5690.5611 | 5690.5611 | 5690.5611 | 5690.5611 | 5690.5611 | 5690.5611 | 5690.5611 | 5690.5611 | 5690.5611 | 5690.5611 | 5690.5611 | 5690.5611 | 5690.5611 | 5690.5611 | 5690.5611 | 5690.5611 | 5690.5611 | 5690.5611 | 5690.5611 | 5690.5611 | 5690.5611 | 5690.5611 | 5690.5611 | 5690.5611 | 5690.5611 | 5690.5611 | 5690.5611 | 5690.5611 | 5690.5611 | 5690.5611 | 5690.5611 | 5690.5611 | 5690.5611 | 5690.5611 | 5690.5611 | 5690.5611 | 5690.5611 | 5690.5611 | 5690.5611 | 5690.5611 | 5690.5611 | 5690.5611 | 5690.5611 | 5690.5611 | 5690.5611 | 5690.5611 | 5690.5611 | 5690.5611 | 5690.5611 | 5690.5611 | 5690.5611 | 5690.5611 | 5690.5611 | 5690.5611 | 5690.5611 | 5690.5611 | 5690.5611 | 5690.5611 | 5690.5611 | 5690.5611 | 5690.5611 | 5690.5611 | 5690.5611 | 5690.5611 | 5690.5611 | 5690.5611 | 5690.5611 | 5690.5611 | 5690.5611 | 5690.5611 | 5690.5611 | 5690.5611
x |  | Overbuild and BESS sanction (E: wind / pro rata, F: BESS / full call)
|  | Build shortfall share | % | 28.57% | 0%
|  | Performance security by technology | EUR k | 3893.1507 | 2191.7808
|  | Sanction amount | EUR k | 1112.3288 | 6084.9315
|  | Sanction paid, selected regime (E: date) | EUR k | 2032-03-30 |  | -1112.3288 | 0 | 0 | 0 | 0 | 0 | 0 | 0 | 0 | 0 | 0 | 0 | 0 | 0 | 0 | 0 | 0 | 0 | 0 | 0 | 0 | 0 | 0 | -1112.3288 | 0 | 0 | 0 | 0 | 0 | 0 | 0 | 0 | 0 | 0 | 0 | 0 | 0 | 0 | 0 | 0 | 0 | 0 | 0 | 0 | 0 | 0 | 0 | 0 | 0 | 0 | 0 | 0 | 0 | 0 | 0 | 0 | 0 | 0 | 0 | 0 | 0 | 0 | 0 | 0 | 0 | 0 | 0 | 0 | 0 | 0 | 0 | 0 | 0 | 0 | 0 | 0 | 0 | 0 | 0 | 0 | 0 | 0 | 0 | 0 | 0 | 0 | 0 | 0 | 0 | 0 | 0 | 0 | 0 | 0 | 0 | 0 | 0 | 0 | 0 | 0 | 0 | 0 | 0 | 0 | 0 | 0 | 0 | 0 | 0 | 0 | 0 | 0 | 0 | 0 | 0 | 0 | 0 | 0 | 0 | 0 | 0 | 0 | 0 | 0 | 0 | 0 | 0 | 0 | 0 | 0 | 0 | 0 | 0 | 0 | 0 | 0 | 0 | 0 | 0 | 0 | 0 | 0
|  | Connection capacity lost pro rata | MVA | 28.5714
|  | 3-year group exclusion possible (if the PB loss counts as a call) | flag | 1
x |  | Build and debt
|  | Turbine supply, live route | EUR k/MW | 600
|  | Substation and 132 kV bay, live route | EUR k | 12000
|  | Capex on built MW (E: total) | EUR k | 122475 |  | -122475 | 0 | 0 | 0 | 0 | 0 | 0 | 0 | 0 | 0 | 0 | 0 | 0 | 0 | -15435.2055 | -15099.6575 | -15267.4315 | -15435.2055 | -15435.2055 | -15099.6575 | -15267.4315 | -15435.2055 | 0 | 0 | 0 | 0 | 0 | 0 | 0 | 0 | 0 | 0 | 0 | 0 | 0 | 0 | 0 | 0 | 0 | 0 | 0 | 0 | 0 | 0 | 0 | 0 | 0 | 0 | 0 | 0 | 0 | 0 | 0 | 0 | 0 | 0 | 0 | 0 | 0 | 0 | 0 | 0 | 0 | 0 | 0 | 0 | 0 | 0 | 0 | 0 | 0 | 0 | 0 | 0 | 0 | 0 | 0 | 0 | 0 | 0 | 0 | 0 | 0 | 0 | 0 | 0 | 0 | 0 | 0 | 0 | 0 | 0 | 0 | 0 | 0 | 0 | 0 | 0 | 0 | 0 | 0 | 0 | 0 | 0 | 0 | 0 | 0 | 0 | 0 | 0 | 0 | 0 | 0 | 0 | 0 | 0 | 0 | 0 | 0 | 0 | 0 | 0 | 0 | 0 | 0 | 0 | 0 | 0 | 0 | 0 | 0 | 0 | 0 | 0 | 0 | 0 | 0 | 0 | 0 | 0 | 0 | 0
|  | Municipal one-off at COD | EUR k | 5000 |  | -5000 | 0 | 0 | 0 | 0 | 0 | 0 | 0 | 0 | 0 | 0 | 0 | 0 | 0 | 0 | 0 | 0 | 0 | 0 | 0 | 0 | -5000 | 0 | 0 | 0 | 0 | 0 | 0 | 0 | 0 | 0 | 0 | 0 | 0 | 0 | 0 | 0 | 0 | 0 | 0 | 0 | 0 | 0 | 0 | 0 | 0 | 0 | 0 | 0 | 0 | 0 | 0 | 0 | 0 | 0 | 0 | 0 | 0 | 0 | 0 | 0 | 0 | 0 | 0 | 0 | 0 | 0 | 0 | 0 | 0 | 0 | 0 | 0 | 0 | 0 | 0 | 0 | 0 | 0 | 0 | 0 | 0 | 0 | 0 | 0 | 0 | 0 | 0 | 0 | 0 | 0 | 0 | 0 | 0 | 0 | 0 | 0 | 0 | 0 | 0 | 0 | 0 | 0 | 0 | 0 | 0 | 0 | 0 | 0 | 0 | 0 | 0 | 0 | 0 | 0 | 0 | 0 | 0 | 0 | 0 | 0 | 0 | 0 | 0 | 0 | 0 | 0 | 0 | 0 | 0 | 0 | 0 | 0 | 0 | 0 | 0 | 0 | 0 | 0 | 0 | 0 | 0
Senior debt
|  | Opening balance | EUR k |  |  |  | 0 | 0 | 0 | 0 | 0 | 0 | 0 | 0 | 0 | 0 | 0 | 0 | 0 | 0 | 11165.0989 | 22227.042 | 33548.6191 | 45133.0757 | 56862.3381 | 68495.4966 | 80395.4294 | 92565.4712 | 90767.7189 | 88947.4946 | 87104.5176 | 85238.5033 | 83349.1639 | 81436.2077 | 79499.3396 | 77538.2606 | 75552.6682 | 73542.2558 | 71506.7133 | 69445.7265 | 67358.9774 | 65246.1439 | 63106.8999 | 60940.9155 | 58747.8562 | 56527.3837 | 54279.1552 | 52002.824 | 49698.0385 | 47364.4433 | 45001.6781 | 42609.3784 | 40187.1749 | 37734.6939 | 35251.5568 | 32737.3806 | 30191.7771 | 27614.3536 | 25004.7123 | 22362.4505 | 19687.1604 | 16978.4292 | 14235.8388 | 11458.9661 | 8647.3824 | 5800.654 | 2918.3415 | 0 | 0 | 0 | 0 | 0 | 0 | 0 | 0 | 0 | 0 | 0 | 0 | 0 | 0 | 0 | 0 | 0 | 0 | 0 | 0 | 0 | 0 | 0 | 0 | 0 | 0 | 0 | 0 | 0 | 0 | 0 | 0 | 0 | 0 | 0 | 0 | 0 | 0 | 0 | 0 | 0 | 0 | 0 | 0 | 0 | 0 | 0 | 0 | 0 | 0 | 0 | 0 | 0 | 0 | 0 | 0 | 0 | 0 | 0 | 0 | 0 | 0 | 0 | 0 | 0 | 0 | 0 | 0 | 0 | 0 | 0 | 0 | 0 | 0 | 0 | 0 | 0 | 0 | 0 | 0
|  | Drawdown (E: debt size) | EUR k | 88592.6324 |  | 88592.6324 | 0 | 0 | 0 | 0 | 0 | 0 | 0 | 0 | 0 | 0 | 0 | 0 | 0 | 11165.0989 | 10922.3793 | 11043.7391 | 11165.0989 | 11165.0989 | 10922.3793 | 11043.7391 | 11165.0989 | 0 | 0 | 0 | 0 | 0 | 0 | 0 | 0 | 0 | 0 | 0 | 0 | 0 | 0 | 0 | 0 | 0 | 0 | 0 | 0 | 0 | 0 | 0 | 0 | 0 | 0 | 0 | 0 | 0 | 0 | 0 | 0 | 0 | 0 | 0 | 0 | 0 | 0 | 0 | 0 | 0 | 0 | 0 | 0 | 0 | 0 | 0 | 0 | 0 | 0 | 0 | 0 | 0 | 0 | 0 | 0 | 0 | 0 | 0 | 0 | 0 | 0 | 0 | 0 | 0 | 0 | 0 | 0 | 0 | 0 | 0 | 0 | 0 | 0 | 0 | 0 | 0 | 0 | 0 | 0 | 0 | 0 | 0 | 0 | 0 | 0 | 0 | 0 | 0 | 0 | 0 | 0 | 0 | 0 | 0 | 0 | 0 | 0 | 0 | 0 | 0 | 0 | 0 | 0 | 0 | 0 | 0 | 0 | 0 | 0 | 0 | 0 | 0 | 0 | 0 | 0 | 0 | 0 | 0 | 0
|  | Interest capitalised (F: rate per period) | EUR k |  | 1.25% | 3972.8387 | 0 | 0 | 0 | 0 | 0 | 0 | 0 | 0 | 0 | 0 | 0 | 0 | 0 | 0 | 139.5637 | 277.838 | 419.3577 | 564.1634 | 710.7792 | 856.1937 | 1004.9429 | 0 | 0 | 0 | 0 | 0 | 0 | 0 | 0 | 0 | 0 | 0 | 0 | 0 | 0 | 0 | 0 | 0 | 0 | 0 | 0 | 0 | 0 | 0 | 0 | 0 | 0 | 0 | 0 | 0 | 0 | 0 | 0 | 0 | 0 | 0 | 0 | 0 | 0 | 0 | 0 | 0 | 0 | 0 | 0 | 0 | 0 | 0 | 0 | 0 | 0 | 0 | 0 | 0 | 0 | 0 | 0 | 0 | 0 | 0 | 0 | 0 | 0 | 0 | 0 | 0 | 0 | 0 | 0 | 0 | 0 | 0 | 0 | 0 | 0 | 0 | 0 | 0 | 0 | 0 | 0 | 0 | 0 | 0 | 0 | 0 | 0 | 0 | 0 | 0 | 0 | 0 | 0 | 0 | 0 | 0 | 0 | 0 | 0 | 0 | 0 | 0 | 0 | 0 | 0 | 0 | 0 | 0 | 0 | 0 | 0 | 0 | 0 | 0 | 0 | 0 | 0 | 0 | 0 | 0 | 0
|  | Repayment (level annuity) | EUR k |  |  | -92565.4712 | 0 | 0 | 0 | 0 | 0 | 0 | 0 | 0 | 0 | 0 | 0 | 0 | 0 | 0 | 0 | 0 | 0 | 0 | 0 | 0 | 0 | -1797.7523 | -1820.2242 | -1842.977 | -1866.0142 | -1889.3394 | -1912.9562 | -1936.8681 | -1961.079 | -1985.5925 | -2010.4124 | -2035.5425 | -2060.9868 | -2086.7491 | -2112.8335 | -2139.2439 | -2165.9845 | -2193.0593 | -2220.4725 | -2248.2284 | -2276.3313 | -2304.7854 | -2333.5952 | -2362.7652 | -2392.2997 | -2422.2035 | -2452.481 | -2483.137 | -2514.1763 | -2545.6035 | -2577.4235 | -2609.6413 | -2642.2618 | -2675.2901 | -2708.7312 | -2742.5904 | -2776.8727 | -2811.5836 | -2846.7284 | -2882.3125 | -2918.3415 | 0 | 0 | 0 | 0 | 0 | 0 | 0 | 0 | 0 | 0 | 0 | 0 | 0 | 0 | 0 | 0 | 0 | 0 | 0 | 0 | 0 | 0 | 0 | 0 | 0 | 0 | 0 | 0 | 0 | 0 | 0 | 0 | 0 | 0 | 0 | 0 | 0 | 0 | 0 | 0 | 0 | 0 | 0 | 0 | 0 | 0 | 0 | 0 | 0 | 0 | 0 | 0 | 0 | 0 | 0 | 0 | 0 | 0 | 0 | 0 | 0 | 0 | 0 | 0 | 0 | 0 | 0 | 0 | 0 | 0 | 0 | 0 | 0 | 0 | 0 | 0 | 0 | 0 | 0 | 0
|  | Closing balance | EUR k |  |  |  | 0 | 0 | 0 | 0 | 0 | 0 | 0 | 0 | 0 | 0 | 0 | 0 | 0 | 11165.0989 | 22227.042 | 33548.6191 | 45133.0757 | 56862.3381 | 68495.4966 | 80395.4294 | 92565.4712 | 90767.7189 | 88947.4946 | 87104.5176 | 85238.5033 | 83349.1639 | 81436.2077 | 79499.3396 | 77538.2606 | 75552.6682 | 73542.2558 | 71506.7133 | 69445.7265 | 67358.9774 | 65246.1439 | 63106.8999 | 60940.9155 | 58747.8562 | 56527.3837 | 54279.1552 | 52002.824 | 49698.0385 | 47364.4433 | 45001.6781 | 42609.3784 | 40187.1749 | 37734.6939 | 35251.5568 | 32737.3806 | 30191.7771 | 27614.3536 | 25004.7123 | 22362.4505 | 19687.1604 | 16978.4292 | 14235.8388 | 11458.9661 | 8647.3824 | 5800.654 | 2918.3415 | 0 | 0 | 0 | 0 | 0 | 0 | 0 | 0 | 0 | 0 | 0 | 0 | 0 | 0 | 0 | 0 | 0 | 0 | 0 | 0 | 0 | 0 | 0 | 0 | 0 | 0 | 0 | 0 | 0 | 0 | 0 | 0 | 0 | 0 | 0 | 0 | 0 | 0 | 0 | 0 | 0 | 0 | 0 | 0 | 0 | 0 | 0 | 0 | 0 | 0 | 0 | 0 | 0 | 0 | 0 | 0 | 0 | 0 | 0 | 0 | 0 | 0 | 0 | 0 | 0 | 0 | 0 | 0 | 0 | 0 | 0 | 0 | 0 | 0 | 0 | 0 | 0 | 0 | 0 | 0 | 0
|  | Interest paid | EUR k |  |  | -25627.3576 | 0 | 0 | 0 | 0 | 0 | 0 | 0 | 0 | 0 | 0 | 0 | 0 | 0 | 0 | 0 | 0 | 0 | 0 | 0 | 0 | 0 | -1157.0684 | -1134.5965 | -1111.8437 | -1088.8065 | -1065.4813 | -1041.8645 | -1017.9526 | -993.7417 | -969.2283 | -944.4084 | -919.2782 | -893.8339 | -868.0716 | -841.9872 | -815.5768 | -788.8362 | -761.7614 | -734.3482 | -706.5923 | -678.4894 | -650.0353 | -621.2255 | -592.0555 | -562.521 | -532.6172 | -502.3397 | -471.6837 | -440.6445 | -409.2173 | -377.3972 | -345.1794 | -312.5589 | -279.5306 | -246.0895 | -212.2304 | -177.948 | -143.2371 | -108.0923 | -72.5082 | -36.4793 | 0 | 0 | 0 | 0 | 0 | 0 | 0 | 0 | 0 | 0 | 0 | 0 | 0 | 0 | 0 | 0 | 0 | 0 | 0 | 0 | 0 | 0 | 0 | 0 | 0 | 0 | 0 | 0 | 0 | 0 | 0 | 0 | 0 | 0 | 0 | 0 | 0 | 0 | 0 | 0 | 0 | 0 | 0 | 0 | 0 | 0 | 0 | 0 | 0 | 0 | 0 | 0 | 0 | 0 | 0 | 0 | 0 | 0 | 0 | 0 | 0 | 0 | 0 | 0 | 0 | 0 | 0 | 0 | 0 | 0 | 0 | 0 | 0 | 0 | 0 | 0 | 0 | 0 | 0 | 0
|  | Upfront fee | EUR k |  |  | -1550.3711 | 0 | 0 | 0 | 0 | 0 | 0 | 0 | 0 | 0 | 0 | 0 | 0 | 0 | -1550.3711 | 0 | 0 | 0 | 0 | 0 | 0 | 0 | 0 | 0 | 0 | 0 | 0 | 0 | 0 | 0 | 0 | 0 | 0 | 0 | 0 | 0 | 0 | 0 | 0 | 0 | 0 | 0 | 0 | 0 | 0 | 0 | 0 | 0 | 0 | 0 | 0 | 0 | 0 | 0 | 0 | 0 | 0 | 0 | 0 | 0 | 0 | 0 | 0 | 0 | 0 | 0 | 0 | 0 | 0 | 0 | 0 | 0 | 0 | 0 | 0 | 0 | 0 | 0 | 0 | 0 | 0 | 0 | 0 | 0 | 0 | 0 | 0 | 0 | 0 | 0 | 0 | 0 | 0 | 0 | 0 | 0 | 0 | 0 | 0 | 0 | 0 | 0 | 0 | 0 | 0 | 0 | 0 | 0 | 0 | 0 | 0 | 0 | 0 | 0 | 0 | 0 | 0 | 0 | 0 | 0 | 0 | 0 | 0 | 0 | 0 | 0 | 0 | 0 | 0 | 0 | 0 | 0 | 0 | 0 | 0 | 0 | 0 | 0 | 0 | 0 | 0 | 0
|  | Commitment fee | EUR k |  |  | -897.0086 | 0 | 0 | 0 | 0 | 0 | 0 | 0 | 0 | 0 | 0 | 0 | 0 | 0 | -200.9718 | -171.8255 | -149.2266 | -125.8138 | -100.4859 | -73.5241 | -49.833 | -25.328 | 0 | 0 | 0 | 0 | 0 | 0 | 0 | 0 | 0 | 0 | 0 | 0 | 0 | 0 | 0 | 0 | 0 | 0 | 0 | 0 | 0 | 0 | 0 | 0 | 0 | 0 | 0 | 0 | 0 | 0 | 0 | 0 | 0 | 0 | 0 | 0 | 0 | 0 | 0 | 0 | 0 | 0 | 0 | 0 | 0 | 0 | 0 | 0 | 0 | 0 | 0 | 0 | 0 | 0 | 0 | 0 | 0 | 0 | 0 | 0 | 0 | 0 | 0 | 0 | 0 | 0 | 0 | 0 | 0 | 0 | 0 | 0 | 0 | 0 | 0 | 0 | 0 | 0 | 0 | 0 | 0 | 0 | 0 | 0 | 0 | 0 | 0 | 0 | 0 | 0 | 0 | 0 | 0 | 0 | 0 | 0 | 0 | 0 | 0 | 0 | 0 | 0 | 0 | 0 | 0 | 0 | 0 | 0 | 0 | 0 | 0 | 0 | 0 | 0 | 0 | 0 | 0 | 0 | 0 | 0
|  | Build cost (capex, connection, municipal, debt fees) | EUR k |  |  | -150101.7671 | 0 | 0 | 0 | 0 | 0 | 0 | 0 | 0 | 0 | 0 | -20179.3874 | 0 | 0 | -17186.5483 | -15271.483 | -15416.6581 | -15561.0193 | -15535.6914 | -15173.1816 | -15317.2645 | -20460.5334 | 0 | 0 | 0 | 0 | 0 | 0 | 0 | 0 | 0 | 0 | 0 | 0 | 0 | 0 | 0 | 0 | 0 | 0 | 0 | 0 | 0 | 0 | 0 | 0 | 0 | 0 | 0 | 0 | 0 | 0 | 0 | 0 | 0 | 0 | 0 | 0 | 0 | 0 | 0 | 0 | 0 | 0 | 0 | 0 | 0 | 0 | 0 | 0 | 0 | 0 | 0 | 0 | 0 | 0 | 0 | 0 | 0 | 0 | 0 | 0 | 0 | 0 | 0 | 0 | 0 | 0 | 0 | 0 | 0 | 0 | 0 | 0 | 0 | 0 | 0 | 0 | 0 | 0 | 0 | 0 | 0 | 0 | 0 | 0 | 0 | 0 | 0 | 0 | 0 | 0 | 0 | 0 | 0 | 0 | 0 | 0 | 0 | 0 | 0 | 0 | 0 | 0 | 0 | 0 | 0 | 0 | 0 | 0 | 0 | 0 | 0 | 0 | 0 | 0 | 0 | 0 | 0 | 0 | 0 | 0
x |  | Operations
|  | Operating year | # |  |  |  | 0 | 0 | 0 | 0 | 0 | 0 | 0 | 0 | 0 | 0 | 0 | 0 | 0 | 0 | 0 | 0 | 0 | 0 | 0 | 0 | 0 | 1 | 1 | 1 | 1 | 2 | 2 | 2 | 2 | 3 | 3 | 3 | 3 | 4 | 4 | 4 | 4 | 5 | 5 | 5 | 5 | 6 | 6 | 6 | 6 | 7 | 7 | 7 | 7 | 8 | 8 | 8 | 8 | 9 | 9 | 9 | 9 | 10 | 10 | 10 | 10 | 11 | 11 | 11 | 11 | 12 | 12 | 12 | 12 | 13 | 13 | 13 | 13 | 14 | 14 | 14 | 14 | 15 | 15 | 15 | 15 | 16 | 16 | 16 | 16 | 17 | 17 | 17 | 17 | 18 | 18 | 18 | 18 | 19 | 19 | 19 | 19 | 20 | 20 | 20 | 20 | 21 | 21 | 21 | 21 | 22 | 22 | 22 | 22 | 23 | 23 | 23 | 23 | 24 | 24 | 24 | 24 | 25 | 25 | 25 | 25 | 26 | 26 | 26 | 26 | 27 | 27 | 27 | 27 | 28 | 28 | 28 | 28 | 29 | 29 | 29 | 29 | 30 | 30 | 30 | 30
|  | Opex escalation index | factor |  |  |  | 0.88385 | 0.88385 | 0.90595 | 0.90595 | 0.90595 | 0.90595 | 0.9286 | 0.9286 | 0.9286 | 0.9286 | 0.95181 | 0.95181 | 0.95181 | 0.95181 | 0.97561 | 0.97561 | 0.97561 | 0.97561 | 1 | 1 | 1 | 1 | 1.025 | 1.025 | 1.025 | 1.025 | 1.0506 | 1.0506 | 1.0506 | 1.0506 | 1.0769 | 1.0769 | 1.0769 | 1.0769 | 1.1038 | 1.1038 | 1.1038 | 1.1038 | 1.1314 | 1.1314 | 1.1314 | 1.1314 | 1.1597 | 1.1597 | 1.1597 | 1.1597 | 1.1887 | 1.1887 | 1.1887 | 1.1887 | 1.2184 | 1.2184 | 1.2184 | 1.2184 | 1.2489 | 1.2489 | 1.2489 | 1.2489 | 1.2801 | 1.2801 | 1.2801 | 1.2801 | 1.3121 | 1.3121 | 1.3121 | 1.3121 | 1.3449 | 1.3449 | 1.3449 | 1.3449 | 1.3785 | 1.3785 | 1.3785 | 1.3785 | 1.413 | 1.413 | 1.413 | 1.413 | 1.4483 | 1.4483 | 1.4483 | 1.4483 | 1.4845 | 1.4845 | 1.4845 | 1.4845 | 1.5216 | 1.5216 | 1.5216 | 1.5216 | 1.5597 | 1.5597 | 1.5597 | 1.5597 | 1.5987 | 1.5987 | 1.5987 | 1.5987 | 1.6386 | 1.6386 | 1.6386 | 1.6386 | 1.6796 | 1.6796 | 1.6796 | 1.6796 | 1.7216 | 1.7216 | 1.7216 | 1.7216 | 1.7646 | 1.7646 | 1.7646 | 1.7646 | 1.8087 | 1.8087 | 1.8087 | 1.8087 | 1.8539 | 1.8539 | 1.8539 | 1.8539 | 1.9003 | 1.9003 | 1.9003 | 1.9003 | 1.9478 | 1.9478 | 1.9478 | 1.9478 | 1.9965 | 1.9965 | 1.9965 | 1.9965 | 2.0464 | 2.0464 | 2.0464 | 2.0464 | 2.0976 | 2.0976 | 2.0976
|  | PPA price | EUR/MWh |  |  |  | 85.6319 | 85.6319 | 86.4882 | 86.4882 | 86.4882 | 86.4882 | 87.3531 | 87.3531 | 87.3531 | 87.3531 | 88.2266 | 88.2266 | 88.2266 | 88.2266 | 89.1089 | 89.1089 | 89.1089 | 89.1089 | 90 | 90 | 90 | 90 | 90.9 | 90.9 | 90.9 | 90.9 | 91.809 | 91.809 | 91.809 | 91.809 | 92.7271 | 92.7271 | 92.7271 | 92.7271 | 93.6544 | 93.6544 | 93.6544 | 93.6544 | 94.5909 | 94.5909 | 94.5909 | 94.5909 | 95.5368 | 95.5368 | 95.5368 | 95.5368 | 96.4922 | 96.4922 | 96.4922 | 96.4922 | 97.4571 | 97.4571 | 97.4571 | 97.4571 | 98.4317 | 98.4317 | 98.4317 | 98.4317 | 99.416 | 99.416 | 99.416 | 99.416 | 100.4102 | 100.4102 | 100.4102 | 100.4102 | 101.4143 | 101.4143 | 101.4143 | 101.4143 | 102.4284 | 102.4284 | 102.4284 | 102.4284 | 103.4527 | 103.4527 | 103.4527 | 103.4527 | 104.4872 | 104.4872 | 104.4872 | 104.4872 | 105.5321 | 105.5321 | 105.5321 | 105.5321 | 106.5874 | 106.5874 | 106.5874 | 106.5874 | 107.6533 | 107.6533 | 107.6533 | 107.6533 | 108.7298 | 108.7298 | 108.7298 | 108.7298 | 109.8171 | 109.8171 | 109.8171 | 109.8171 | 110.9153 | 110.9153 | 110.9153 | 110.9153 | 112.0244 | 112.0244 | 112.0244 | 112.0244 | 113.1447 | 113.1447 | 113.1447 | 113.1447 | 114.2761 | 114.2761 | 114.2761 | 114.2761 | 115.4189 | 115.4189 | 115.4189 | 115.4189 | 116.5731 | 116.5731 | 116.5731 | 116.5731 | 117.7388 | 117.7388 | 117.7388 | 117.7388 | 118.9162 | 118.9162 | 118.9162 | 118.9162 | 120.1053 | 120.1053 | 120.1053 | 120.1053 | 121.3064 | 121.3064 | 121.3064
|  | Net generation | MWh |  |  | 6931492.2446 | 0 | 0 | 0 | 0 | 0 | 0 | 0 | 0 | 0 | 0 | 0 | 0 | 0 | 0 | 0 | 0 | 0 | 0 | 0 | 0 | 0 | 60765.3699 | 60104.8767 | 60104.8767 | 60765.3699 | 60583.0738 | 59266.0504 | 59924.5621 | 60583.0738 | 60401.3245 | 59088.2523 | 59744.7884 | 60401.3245 | 60220.1206 | 58910.9875 | 59565.554 | 60220.1206 | 60039.4602 | 59386.8574 | 59386.8574 | 60039.4602 | 59859.3418 | 58558.0518 | 59208.6968 | 59859.3418 | 59679.7638 | 58382.3776 | 59031.0707 | 59679.7638 | 59500.7245 | 58207.2305 | 58853.9775 | 59500.7245 | 59322.2223 | 58677.4156 | 58677.4156 | 59322.2223 | 59144.2557 | 57858.511 | 58501.3833 | 59144.2557 | 58966.8229 | 57684.9354 | 58325.8792 | 58966.8229 | 58789.9224 | 57511.8806 | 58150.9015 | 58789.9224 | 58613.5527 | 57976.4488 | 57976.4488 | 58613.5527 | 58437.712 | 57167.327 | 57802.5195 | 58437.712 | 58262.3989 | 56995.825 | 57629.1119 | 58262.3989 | 58087.6117 | 56824.8375 | 57456.2246 | 58087.6117 | 57913.3488 | 57283.8559 | 57283.8559 | 57913.3488 | 57739.6088 | 56484.3999 | 57112.0043 | 57739.6088 | 57566.39 | 56314.9467 | 56940.6683 | 57566.39 | 57393.6908 | 56146.0019 | 56769.8463 | 57393.6908 | 57221.5097 | 56599.5368 | 56599.5368 | 57221.5097 | 57049.8452 | 55809.6312 | 56429.7382 | 57049.8452 | 56878.6957 | 55642.2023 | 56260.449 | 56878.6957 | 56708.0596 | 55475.2757 | 56091.6676 | 56708.0596 | 56537.9354 | 55923.3926 | 55923.3926 | 56537.9354 | 56368.3216 | 55142.9233 | 55755.6224 | 56368.3216 | 56199.2166 | 54977.4945 | 55588.3556 | 56199.2166 | 56030.619 | 54812.562 | 55421.5905 | 56030.619 | 55862.5271 | 55255.3257 | 55255.3257 | 55862.5271 | 55694.9395 | 54484.18 | 55089.5597 | 55694.9395
|  | Revenue | EUR k |  |  | 727113.7394 | 0 | 0 | 0 | 0 | 0 | 0 | 0 | 0 | 0 | 0 | 0 | 0 | 0 | 0 | 0 | 0 | 0 | 0 | 0 | 0 | 0 | 5468.8833 | 5463.5333 | 5463.5333 | 5523.5721 | 5507.0014 | 5441.1568 | 5501.6141 | 5562.0714 | 5545.3852 | 5479.0817 | 5539.9604 | 5600.8391 | 5584.0365 | 5517.2709 | 5578.5739 | 5639.8769 | 5622.9573 | 5617.4566 | 5617.4566 | 5679.1868 | 5662.1493 | 5594.4497 | 5656.6102 | 5718.7708 | 5701.6145 | 5633.443 | 5696.0368 | 5758.6306 | 5741.3547 | 5672.7081 | 5735.7382 | 5798.7683 | 5781.372 | 5775.7163 | 5775.7163 | 5839.1857 | 5821.6681 | 5752.0612 | 5815.973 | 5879.8848 | 5862.2452 | 5792.1531 | 5856.5103 | 5920.8676 | 5903.105 | 5832.5244 | 5897.3302 | 5962.136 | 5944.2496 | 5938.4346 | 5938.4346 | 6003.6921 | 5985.6811 | 5914.1131 | 5979.8255 | 6045.5379 | 6027.4013 | 5955.3345 | 6021.5049 | 6087.6753 | 6069.4122 | 5996.8432 | 6063.4748 | 6130.1064 | 6111.716 | 6105.7372 | 6105.7372 | 6172.8332 | 6154.3147 | 6080.7305 | 6148.2942 | 6215.8579 | 6197.2103 | 6123.1132 | 6191.1478 | 6259.1824 | 6240.4048 | 6165.7913 | 6234.3001 | 6302.8089 | 6283.9005 | 6277.7532 | 6277.7532 | 6346.7395 | 6327.6992 | 6252.042 | 6321.5091 | 6390.9762 | 6371.8033 | 6295.6187 | 6365.57 | 6435.5213 | 6416.2148 | 6339.4992 | 6409.938 | 6480.3769 | 6460.9358 | 6454.6153 | 6454.6153 | 6525.5452 | 6505.9685 | 6428.1798 | 6499.604 | 6571.0282 | 6551.3151 | 6472.9842 | 6544.9062 | 6616.8283 | 6596.9778 | 6518.1009 | 6590.5242 | 6662.9476 | 6642.9587 | 6636.4602 | 6636.4602 | 6709.3883 | 6689.2601 | 6609.2799 | 6682.7163 | 6756.1527
|  | Variable opex (balancing, grid) | EUR k |  |  | -51382.5373 | 0 | 0 | 0 | 0 | 0 | 0 | 0 | 0 | 0 | 0 | 0 | 0 | 0 | 0 | 0 | 0 | 0 | 0 | 0 | 0 | 0 | -303.8268 | -308.0375 | -308.0375 | -311.4225 | -310.4883 | -311.332 | -314.7912 | -318.2505 | -317.2957 | -318.1579 | -321.693 | -325.2281 | -324.2524 | -325.1335 | -328.7461 | -332.3587 | -331.3617 | -335.9539 | -335.9539 | -339.6457 | -338.6268 | -339.5469 | -343.3197 | -347.0924 | -346.0511 | -346.9915 | -350.847 | -354.7024 | -353.6383 | -354.5993 | -358.5393 | -362.4793 | -361.3918 | -366.4003 | -366.4003 | -370.4266 | -369.3154 | -370.3189 | -374.4336 | -378.5482 | -377.4126 | -378.4382 | -382.643 | -386.8479 | -385.6874 | -386.7354 | -391.0325 | -395.3295 | -394.1436 | -399.6059 | -399.6059 | -403.9971 | -402.7852 | -403.8797 | -408.3672 | -412.8548 | -411.6162 | -412.7347 | -417.3207 | -421.9066 | -420.6409 | -421.784 | -426.4704 | -431.1569 | -429.8635 | -435.8208 | -435.8208 | -440.61 | -439.2882 | -440.4819 | -445.3762 | -450.2704 | -448.9196 | -450.1395 | -455.141 | -460.1426 | -458.7622 | -460.0088 | -465.12 | -470.2312 | -468.8205 | -475.3178 | -475.3178 | -480.541 | -479.0994 | -480.4013 | -485.7391 | -491.0769 | -489.6037 | -490.9341 | -496.3889 | -501.8438 | -500.3382 | -501.6979 | -507.2723 | -512.8467 | -511.3082 | -518.3942 | -518.3942 | -524.0909 | -522.5186 | -523.9385 | -529.76 | -535.5816 | -533.9748 | -535.4258 | -541.375 | -547.3242 | -545.6822 | -547.165 | -553.2446 | -559.3243 | -557.6463 | -565.3745 | -565.3745 | -571.5874 | -569.8727 | -571.4212 | -577.7704 | -584.1195
|  | Fixed opex and administration | EUR k |  |  | -105177.0374 | 0 | 0 | 0 | 0 | 0 | 0 | 0 | 0 | 0 | 0 | 0 | 0 | 0 | 0 | 0 | 0 | 0 | 0 | 0 | 0 | 0 | -592.3288 | -600.5377 | -600.5377 | -607.137 | -607.137 | -608.7868 | -615.5511 | -622.3154 | -622.3154 | -624.0065 | -630.9399 | -637.8733 | -637.8733 | -639.6066 | -646.7134 | -653.8201 | -653.8201 | -662.8812 | -662.8812 | -670.1656 | -670.1656 | -671.9867 | -679.4533 | -686.9198 | -686.9198 | -688.7864 | -696.4396 | -704.0928 | -704.0928 | -706.0061 | -713.8506 | -721.6951 | -721.6951 | -731.6968 | -731.6968 | -739.7375 | -739.7375 | -741.7476 | -749.9893 | -758.2309 | -758.2309 | -760.2913 | -768.739 | -777.1867 | -777.1867 | -779.2986 | -787.9575 | -796.6163 | -796.6163 | -807.6564 | -807.6564 | -816.5317 | -816.5317 | -818.7506 | -827.8478 | -836.945 | -836.945 | -839.2193 | -848.544 | -857.8687 | -857.8687 | -860.1998 | -869.7576 | -879.3154 | -879.3154 | -891.5015 | -891.5015 | -901.2983 | -901.2983 | -903.7474 | -913.7891 | -923.8307 | -923.8307 | -926.3411 | -936.6338 | -946.9265 | -946.9265 | -949.4997 | -960.0497 | -970.5997 | -970.5997 | -984.0509 | -984.0509 | -994.8646 | -994.8646 | -997.5681 | -1008.6522 | -1019.7363 | -1019.7363 | -1022.5073 | -1033.8685 | -1045.2297 | -1045.2297 | -1048.07 | -1059.7152 | -1071.3604 | -1071.3604 | -1086.2081 | -1086.2081 | -1098.1444 | -1098.1444 | -1101.1285 | -1113.3633 | -1125.598 | -1125.598 | -1128.6567 | -1141.1974 | -1153.738 | -1153.738 | -1156.8731 | -1169.7273 | -1182.5814 | -1182.5814 | -1198.9705 | -1198.9705 | -1212.146 | -1212.146 | -1215.4398 | -1228.9447 | -1242.4496
|  | Land lease | EUR k |  |  | -14015.8951 | 0 | 0 | 0 | 0 | 0 | 0 | 0 | 0 | 0 | 0 | 0 | 0 | 0 | -71.9728 | -72.1684 | -72.9703 | -73.7721 | -73.7721 | -73.9726 | -74.7945 | -75.6164 | -75.6164 | -76.6644 | -76.6644 | -77.5068 | -77.5068 | -77.7175 | -78.581 | -79.4445 | -79.4445 | -79.6604 | -80.5455 | -81.4306 | -81.4306 | -81.6519 | -82.5592 | -83.4664 | -83.4664 | -84.6231 | -84.6231 | -85.5531 | -85.5531 | -85.7855 | -86.7387 | -87.6919 | -87.6919 | -87.9302 | -88.9072 | -89.8842 | -89.8842 | -90.1284 | -91.1299 | -92.1313 | -92.1313 | -93.4081 | -93.4081 | -94.4346 | -94.4346 | -94.6912 | -95.7433 | -96.7954 | -96.7954 | -97.0585 | -98.1369 | -99.2153 | -99.2153 | -99.4849 | -100.5903 | -101.6957 | -101.6957 | -103.1051 | -103.1051 | -104.2381 | -104.2381 | -104.5214 | -105.6827 | -106.844 | -106.844 | -107.1344 | -108.3248 | -109.5151 | -109.5151 | -109.8127 | -111.0329 | -112.253 | -112.253 | -113.8087 | -113.8087 | -115.0594 | -115.0594 | -115.372 | -116.6539 | -117.9358 | -117.9358 | -118.2563 | -119.5703 | -120.8842 | -120.8842 | -121.2127 | -122.5595 | -123.9063 | -123.9063 | -125.6235 | -125.6235 | -127.004 | -127.004 | -127.3491 | -128.7641 | -130.1791 | -130.1791 | -130.5328 | -131.9832 | -133.4336 | -133.4336 | -133.7962 | -135.2828 | -136.7694 | -136.7694 | -138.6649 | -138.6649 | -140.1886 | -140.1886 | -140.5696 | -142.1315 | -143.6934 | -143.6934 | -144.0838 | -145.6848 | -147.2857 | -147.2857 | -147.6859 | -149.3269 | -150.9678 | -150.9678 | -153.0601 | -153.0601 | -154.742 | -154.742 | -155.1625 | -156.8866 | -158.6106
|  | MEKH fee and HIPA | EUR k |  |  | -15269.3885 | 0 | 0 | 0 | 0 | 0 | 0 | 0 | 0 | 0 | 0 | 0 | 0 | 0 | 0 | 0 | 0 | 0 | 0 | 0 | 0 | 0 | -114.8465 | -114.7342 | -114.7342 | -115.995 | -115.647 | -114.2643 | -115.5339 | -116.8035 | -116.4531 | -115.0607 | -116.3392 | -117.6176 | -117.2648 | -115.8627 | -117.1501 | -118.4374 | -118.0821 | -117.9666 | -117.9666 | -119.2629 | -118.9051 | -117.4834 | -118.7888 | -120.0942 | -119.7339 | -118.3023 | -119.6168 | -120.9312 | -120.5684 | -119.1269 | -120.4505 | -121.7741 | -121.4088 | -121.29 | -121.29 | -122.6229 | -122.255 | -120.7933 | -122.1354 | -123.4776 | -123.1071 | -121.6352 | -122.9867 | -124.3382 | -123.9652 | -122.483 | -123.8439 | -125.2049 | -124.8292 | -124.7071 | -124.7071 | -126.0775 | -125.6993 | -124.1964 | -125.5763 | -126.9563 | -126.5754 | -125.062 | -126.4516 | -127.8412 | -127.4577 | -125.9337 | -127.333 | -128.7322 | -128.346 | -128.2205 | -128.2205 | -129.6295 | -129.2406 | -127.6953 | -129.1142 | -130.533 | -130.1414 | -128.5854 | -130.0141 | -131.4428 | -131.0485 | -129.4816 | -130.9203 | -132.359 | -131.9619 | -131.8328 | -131.8328 | -133.2815 | -132.8817 | -131.2929 | -132.7517 | -134.2105 | -133.8079 | -132.208 | -133.677 | -135.1459 | -134.7405 | -133.1295 | -134.6087 | -136.0879 | -135.6797 | -135.5469 | -135.5469 | -137.0364 | -136.6253 | -134.9918 | -136.4917 | -137.9916 | -137.5776 | -135.9327 | -137.443 | -138.9534 | -138.5365 | -136.8801 | -138.401 | -139.9219 | -139.5021 | -139.3657 | -139.3657 | -140.8972 | -140.4745 | -138.7949 | -140.337 | -141.8792
|  | Opex contingency | EUR k |  |  | -8565.1292 | 0 | 0 | 0 | 0 | 0 | 0 | 0 | 0 | 0 | 0 | 0 | 0 | 0 | -3.5986 | -3.6084 | -3.6485 | -3.6886 | -3.6886 | -3.6986 | -3.7397 | -3.7808 | -48.862 | -49.5352 | -49.5352 | -50.0795 | -50.032 | -50.1639 | -50.7212 | -51.2786 | -51.2301 | -51.3652 | -51.9359 | -52.5066 | -52.457 | -52.5955 | -53.1799 | -53.7643 | -53.7136 | -54.4538 | -54.4538 | -55.0522 | -55.0004 | -55.1457 | -55.7584 | -56.3711 | -56.3182 | -56.4671 | -57.0945 | -57.7219 | -57.6678 | -57.8203 | -58.4628 | -59.1052 | -59.05 | -59.864 | -59.864 | -60.5219 | -60.4655 | -60.6255 | -61.2991 | -61.9727 | -61.9151 | -62.079 | -62.7688 | -63.4585 | -63.3996 | -63.5676 | -64.2739 | -64.9802 | -64.92 | -65.8153 | -65.8153 | -66.5385 | -66.477 | -66.6533 | -67.3939 | -68.1345 | -68.0716 | -68.2522 | -69.0105 | -69.7689 | -69.7047 | -69.8897 | -70.6662 | -71.4428 | -71.3772 | -72.3618 | -72.3618 | -73.157 | -73.09 | -73.2841 | -74.0984 | -74.9126 | -74.8442 | -75.043 | -75.8768 | -76.7106 | -76.6407 | -76.8443 | -77.6982 | -78.552 | -78.4805 | -79.5635 | -79.5635 | -80.4378 | -80.3648 | -80.5785 | -81.4738 | -82.3692 | -82.2945 | -82.5135 | -83.4303 | -84.3471 | -84.2709 | -84.4952 | -85.434 | -86.3728 | -86.2949 | -87.4861 | -87.4861 | -88.4475 | -88.3679 | -88.6032 | -89.5877 | -90.5722 | -90.4909 | -90.732 | -91.7401 | -92.7482 | -92.6651 | -92.9121 | -93.9445 | -94.9768 | -94.8919 | -96.2021 | -96.2021 | -97.2592 | -97.1725 | -97.4316 | -98.5142 | -99.5968
|  | Community contribution (ÖSZ-2) | EUR k |  |  | -13932.2994 | 0 | 0 | 0 | 0 | 0 | 0 | 0 | 0 | 0 | 0 | 0 | 0 | 0 | 0 | 0 | 0 | 0 | 0 | 0 | 0 | 0 | -122.1384 | -120.8108 | -120.8108 | -122.1384 | -121.772 | -119.1248 | -120.4484 | -121.772 | -121.4067 | -118.7674 | -120.087 | -121.4067 | -121.0424 | -118.4111 | -119.7268 | -121.0424 | -120.6793 | -119.3676 | -119.3676 | -120.6793 | -120.3173 | -117.7017 | -119.0095 | -120.3173 | -119.9563 | -117.3486 | -118.6525 | -119.9563 | -119.5965 | -116.9965 | -118.2965 | -119.5965 | -119.2377 | -117.9416 | -117.9416 | -119.2377 | -118.88 | -116.2956 | -117.5878 | -118.88 | -118.5233 | -115.9467 | -117.235 | -118.5233 | -118.1677 | -115.5989 | -116.8833 | -118.1677 | -117.8132 | -116.5327 | -116.5327 | -117.8132 | -117.4598 | -114.9063 | -116.1831 | -117.4598 | -117.1074 | -114.5616 | -115.8345 | -117.1074 | -116.7561 | -114.2179 | -115.487 | -116.7561 | -116.4058 | -115.1406 | -115.1406 | -116.4058 | -116.0566 | -113.5336 | -114.7951 | -116.0566 | -115.7084 | -113.193 | -114.4507 | -115.7084 | -115.3613 | -112.8535 | -114.1074 | -115.3613 | -115.0152 | -113.7651 | -113.7651 | -115.0152 | -114.6702 | -112.1774 | -113.4238 | -114.6702 | -114.3262 | -111.8408 | -113.0835 | -114.3262 | -113.9832 | -111.5053 | -112.7443 | -113.9832 | -113.6413 | -112.406 | -112.406 | -113.6413 | -113.3003 | -110.8373 | -112.0688 | -113.3003 | -112.9604 | -110.5048 | -111.7326 | -112.9604 | -112.6215 | -110.1732 | -111.3974 | -112.6215 | -112.2837 | -111.0632 | -111.0632 | -112.2837 | -111.9468 | -109.5132 | -110.73 | -111.9468
|  | EBITDA | EUR k |  |  | 518771.4524 | 0 | 0 | 0 | 0 | 0 | 0 | 0 | 0 | 0 | 0 | 0 | 0 | 0 | -75.5715 | -75.7768 | -76.6188 | -77.4607 | -77.4607 | -77.6712 | -78.5342 | -79.3973 | 4211.2642 | 4193.2136 | 4193.2136 | 4239.2929 | 4224.4184 | 4159.7676 | 4205.9873 | 4252.2069 | 4237.2398 | 4172.0636 | 4218.4198 | 4264.7761 | 4249.716 | 4184.0095 | 4230.4985 | 4276.9875 | 4261.8341 | 4242.2103 | 4242.2103 | 4288.828 | 4273.581 | 4206.7997 | 4253.5419 | 4300.2841 | 4284.9432 | 4217.6169 | 4264.4794 | 4311.3418 | 4295.9067 | 4228.0306 | 4275.0087 | 4321.9868 | 4306.4573 | 4285.1154 | 4285.1154 | 4332.2046 | 4316.5803 | 4247.5891 | 4294.7845 | 4341.98 | 4326.2607 | 4256.7042 | 4304.0009 | 4351.2976 | 4335.4831 | 4265.356 | 4312.7488 | 4360.1417 | 4344.2316 | 4321.0122 | 4321.0122 | 4368.4958 | 4352.4899 | 4281.2055 | 4328.7745 | 4376.3434 | 4360.2415 | 4288.3702 | 4336.0188 | 4383.6673 | 4367.4691 | 4295.0054 | 4342.7276 | 4390.4499 | 4374.1551 | 4348.8833 | 4348.8833 | 4396.6732 | 4380.2816 | 4306.616 | 4354.4673 | 4402.3186 | 4385.8301 | 4311.5548 | 4359.461 | 4407.3672 | 4390.7815 | 4315.8907 | 4363.845 | 4411.7994 | 4395.1163 | 4367.5996 | 4367.5996 | 4415.5952 | 4398.8145 | 4322.6747 | 4370.7044 | 4418.7341 | 4401.8557 | 4325.0821 | 4373.1386 | 4421.1951 | 4404.2187 | 4326.8052 | 4374.8808 | 4422.9564 | 4405.882 | 4375.9091 | 4375.9091 | 4423.9961 | 4406.8233 | 4328.1109 | 4376.201 | 4424.2911 | 4407.02 | 4327.6484 | 4375.7334 | 4423.8184 | 4406.4487 | 4326.4113 | 4374.4825 | 4422.5538 | 4405.0854 | 4372.4242 | 4372.4242 | 4420.4728 | 4402.9057 | 4321.5165 | 4369.5334 | 4417.5502
x |  | Tax
|  | Tax depreciation (E: base) | EUR k | 152860.1029 |  | -152860.1029 | 0 | 0 | 0 | 0 | 0 | 0 | 0 | 0 | 0 | 0 | 0 | 0 | 0 | 0 | 0 | 0 | 0 | 0 | 0 | 0 | 0 | -1925.1375 | -1904.2121 | -1904.2121 | -1925.1375 | -1925.1375 | -1883.2867 | -1904.2121 | -1925.1375 | -1925.1375 | -1883.2867 | -1904.2121 | -1925.1375 | -1925.1375 | -1883.2867 | -1904.2121 | -1925.1375 | -1925.1375 | -1904.2121 | -1904.2121 | -1925.1375 | -1925.1375 | -1883.2867 | -1904.2121 | -1925.1375 | -1925.1375 | -1883.2867 | -1904.2121 | -1925.1375 | -1925.1375 | -1883.2867 | -1904.2121 | -1925.1375 | -1925.1375 | -1904.2121 | -1904.2121 | -1925.1375 | -1925.1375 | -1883.2867 | -1904.2121 | -1925.1375 | -1925.1375 | -1883.2867 | -1904.2121 | -1925.1375 | -1925.1375 | -1883.2867 | -1904.2121 | -1925.1375 | -1925.1375 | -1904.2121 | -1904.2121 | -1925.1375 | -1925.1375 | -1883.2867 | -1904.2121 | -1925.1375 | -1925.1375 | -1883.2867 | -1904.2121 | -1925.1375 | -1925.1375 | -1883.2867 | -1904.2121 | -1925.1375 | -1925.1375 | -1904.2121 | -1904.2121 | -1925.1375 | -1925.1375 | -1883.2867 | -1904.2121 | -1925.1375 | -1925.1375 | -1883.2867 | -1904.2121 | -1925.1375 | -1925.1375 | -1883.2867 | -1904.2121 | -1925.1375 | 0 | 0 | 0 | 0 | 0 | 0 | 0 | 0 | 0 | 0 | 0 | 0 | 0 | 0 | 0 | 0 | 0 | 0 | 0 | 0 | 0 | 0 | 0 | 0 | 0 | 0 | 0 | 0 | 0 | 0 | 0 | 0 | 0 | 0 | 0 | 0 | 0 | 0 | 0 | 0
|  | Taxable income | EUR k |  |  | 334716.9878 | 0 | -178.5205 | -588.4445 | -43.8356 | -43.8356 | -184.3616 | -1290.0418 | -4.6096 | -164.0915 | -317.2261 | -304.6575 | 0 | 0 | -1826.9143 | -247.6023 | -225.8454 | -203.2746 | -177.9466 | -151.1953 | -128.3672 | -104.7252 | 1129.0583 | 1154.405 | 1177.1578 | 1225.3489 | 1233.7996 | 1234.6164 | 1283.8226 | 1333.3277 | 1342.874 | 1344.3685 | 1394.9295 | 1445.8047 | 1456.5069 | 1458.7356 | 1510.7096 | 1563.0138 | 1574.9352 | 1603.6501 | 1631.406 | 1685.2011 | 1698.4082 | 1702.2875 | 1757.2742 | 1812.6256 | 1827.1885 | 1831.9906 | 1888.5836 | 1945.5598 | 1961.552 | 1967.3467 | 2025.6172 | 2084.2904 | 2101.7892 | 2134.8138 | 2168.6729 | 2229.1191 | 2248.2057 | 2256.2101 | 2318.0643 | 2380.3632 | 2401.1232 | 2373.4175 | 2399.7888 | 2426.1601 | 2410.3456 | 2382.0693 | 2408.5367 | 2435.0042 | 2419.0941 | 2416.8001 | 2416.8001 | 2443.3583 | 2427.3524 | 2397.9188 | 2424.5624 | 2451.2059 | 2435.104 | 2405.0835 | 2431.8067 | 2458.5298 | 2442.3316 | 2411.7187 | 2438.5155 | 2465.3124 | 2449.0176 | 2444.6712 | 2444.6712 | 2471.5357 | 2455.1441 | 2423.3293 | 2450.2552 | 2477.1811 | 2460.6926 | 2428.2681 | 2455.2489 | 2482.2297 | 2465.644 | 2432.604 | 2459.6329 | 2486.6619 | 4395.1163 | 4367.5996 | 4367.5996 | 4415.5952 | 4398.8145 | 4322.6747 | 4370.7044 | 4418.7341 | 4401.8557 | 4325.0821 | 4373.1386 | 4421.1951 | 4404.2187 | 4326.8052 | 4374.8808 | 4422.9564 | 4405.882 | 4375.9091 | 4375.9091 | 4423.9961 | 4406.8233 | 4328.1109 | 4376.201 | 4424.2911 | 4407.02 | 4327.6484 | 4375.7334 | 4423.8184 | 4406.4487 | 4326.4113 | 4374.4825 | 4422.5538 | 4405.0854 | 4372.4242 | 4372.4242 | 4420.4728 | 4402.9057 | 4321.5165 | 4369.5334 | 4417.5502
|  | Tax losses: opening | EUR k |  |  |  | 0 | 0 | 178.5205 | 766.9651 | 810.8007 | 854.6363 | 1038.9979 | 2329.0397 | 2333.6493 | 2497.7408 | 2814.967 | 3119.6245 | 3119.6245 | 3119.6245 | 4946.5388 | 5194.1411 | 5419.9865 | 5623.2611 | 5801.2077 | 5952.403 | 6080.7703 | 6185.4955 | 5056.4371 | 3902.0321 | 2724.8743 | 1499.5254 | 265.7259 | 0 | 0 | 0 | 0 | 0 | 0 | 0 | 0 | 0 | 0 | 0 | 0 | 0 | 0 | 0 | 0 | 0 | 0 | 0 | 0 | 0 | 0 | 0 | 0 | 0 | 0 | 0 | 0 | 0 | 0 | 0 | 0 | 0 | 0 | 0 | 0 | 0 | 0 | 0 | 0 | 0 | 0 | 0 | 0 | 0 | 0 | 0 | 0 | 0 | 0 | 0 | 0 | 0 | 0 | 0 | 0 | 0 | 0 | 0 | 0 | 0 | 0 | 0 | 0 | 0 | 0 | 0 | 0 | 0 | 0 | 0 | 0 | 0 | 0 | 0 | 0 | 0 | 0 | 0 | 0 | 0 | 0 | 0 | 0 | 0 | 0 | 0 | 0 | 0 | 0 | 0 | 0 | 0 | 0 | 0 | 0 | 0 | 0 | 0 | 0 | 0 | 0 | 0 | 0 | 0 | 0 | 0 | 0 | 0 | 0 | 0 | 0 | 0 | 0
|  | Losses added | EUR k |  |  | 6185.4955 | 0 | 178.5205 | 588.4445 | 43.8356 | 43.8356 | 184.3616 | 1290.0418 | 4.6096 | 164.0915 | 317.2261 | 304.6575 | 0 | 0 | 1826.9143 | 247.6023 | 225.8454 | 203.2746 | 177.9466 | 151.1953 | 128.3672 | 104.7252 | 0 | 0 | 0 | 0 | 0 | 0 | 0 | 0 | 0 | 0 | 0 | 0 | 0 | 0 | 0 | 0 | 0 | 0 | 0 | 0 | 0 | 0 | 0 | 0 | 0 | 0 | 0 | 0 | 0 | 0 | 0 | 0 | 0 | 0 | 0 | 0 | 0 | 0 | 0 | 0 | 0 | 0 | 0 | 0 | 0 | 0 | 0 | 0 | 0 | 0 | 0 | 0 | 0 | 0 | 0 | 0 | 0 | 0 | 0 | 0 | 0 | 0 | 0 | 0 | 0 | 0 | 0 | 0 | 0 | 0 | 0 | 0 | 0 | 0 | 0 | 0 | 0 | 0 | 0 | 0 | 0 | 0 | 0 | 0 | 0 | 0 | 0 | 0 | 0 | 0 | 0 | 0 | 0 | 0 | 0 | 0 | 0 | 0 | 0 | 0 | 0 | 0 | 0 | 0 | 0 | 0 | 0 | 0 | 0 | 0 | 0 | 0 | 0 | 0 | 0 | 0 | 0 | 0 | 0 | 0
|  | Losses used | EUR k |  |  | -6185.4955 | 0 | 0 | 0 | 0 | 0 | 0 | 0 | 0 | 0 | 0 | 0 | 0 | 0 | 0 | 0 | 0 | 0 | 0 | 0 | 0 | 0 | -1129.0583 | -1154.405 | -1177.1578 | -1225.3489 | -1233.7996 | -265.7259 | 0 | 0 | 0 | 0 | 0 | 0 | 0 | 0 | 0 | 0 | 0 | 0 | 0 | 0 | 0 | 0 | 0 | 0 | 0 | 0 | 0 | 0 | 0 | 0 | 0 | 0 | 0 | 0 | 0 | 0 | 0 | 0 | 0 | 0 | 0 | 0 | 0 | 0 | 0 | 0 | 0 | 0 | 0 | 0 | 0 | 0 | 0 | 0 | 0 | 0 | 0 | 0 | 0 | 0 | 0 | 0 | 0 | 0 | 0 | 0 | 0 | 0 | 0 | 0 | 0 | 0 | 0 | 0 | 0 | 0 | 0 | 0 | 0 | 0 | 0 | 0 | 0 | 0 | 0 | 0 | 0 | 0 | 0 | 0 | 0 | 0 | 0 | 0 | 0 | 0 | 0 | 0 | 0 | 0 | 0 | 0 | 0 | 0 | 0 | 0 | 0 | 0 | 0 | 0 | 0 | 0 | 0 | 0 | 0 | 0 | 0 | 0 | 0 | 0
|  | Tax losses: closing | EUR k |  |  |  | 0 | 178.5205 | 766.9651 | 810.8007 | 854.6363 | 1038.9979 | 2329.0397 | 2333.6493 | 2497.7408 | 2814.967 | 3119.6245 | 3119.6245 | 3119.6245 | 4946.5388 | 5194.1411 | 5419.9865 | 5623.2611 | 5801.2077 | 5952.403 | 6080.7703 | 6185.4955 | 5056.4371 | 3902.0321 | 2724.8743 | 1499.5254 | 265.7259 | 0 | 0 | 0 | 0 | 0 | 0 | 0 | 0 | 0 | 0 | 0 | 0 | 0 | 0 | 0 | 0 | 0 | 0 | 0 | 0 | 0 | 0 | 0 | 0 | 0 | 0 | 0 | 0 | 0 | 0 | 0 | 0 | 0 | 0 | 0 | 0 | 0 | 0 | 0 | 0 | 0 | 0 | 0 | 0 | 0 | 0 | 0 | 0 | 0 | 0 | 0 | 0 | 0 | 0 | 0 | 0 | 0 | 0 | 0 | 0 | 0 | 0 | 0 | 0 | 0 | 0 | 0 | 0 | 0 | 0 | 0 | 0 | 0 | 0 | 0 | 0 | 0 | 0 | 0 | 0 | 0 | 0 | 0 | 0 | 0 | 0 | 0 | 0 | 0 | 0 | 0 | 0 | 0 | 0 | 0 | 0 | 0 | 0 | 0 | 0 | 0 | 0 | 0 | 0 | 0 | 0 | 0 | 0 | 0 | 0 | 0 | 0 | 0 | 0 | 0
|  | Corporate income tax | EUR k |  |  | -30124.5289 | 0 | 0 | 0 | 0 | 0 | 0 | 0 | 0 | 0 | 0 | 0 | 0 | 0 | 0 | 0 | 0 | 0 | 0 | 0 | 0 | 0 | 0 | 0 | 0 | 0 | 0 | -87.2001 | -115.544 | -119.9995 | -120.8587 | -120.9932 | -125.5437 | -130.1224 | -131.0856 | -131.2862 | -135.9639 | -140.6712 | -141.7442 | -144.3285 | -146.8265 | -151.6681 | -152.8567 | -153.2059 | -158.1547 | -163.1363 | -164.447 | -164.8792 | -169.9725 | -175.1004 | -176.5397 | -177.0612 | -182.3055 | -187.5861 | -189.161 | -192.1332 | -195.1806 | -200.6207 | -202.3385 | -203.0589 | -208.6258 | -214.2327 | -216.1011 | -213.6076 | -215.981 | -218.3544 | -216.9311 | -214.3862 | -216.7683 | -219.1504 | -217.7185 | -217.512 | -217.512 | -219.9022 | -218.4617 | -215.8127 | -218.2106 | -220.6085 | -219.1594 | -216.4575 | -218.8626 | -221.2677 | -219.8098 | -217.0547 | -219.4664 | -221.8781 | -220.4116 | -220.0204 | -220.0204 | -222.4382 | -220.963 | -218.0996 | -220.523 | -222.9463 | -221.4623 | -218.5441 | -220.9724 | -223.4007 | -221.908 | -218.9344 | -221.367 | -223.7996 | -395.5605 | -393.084 | -393.084 | -397.4036 | -395.8933 | -389.0407 | -393.3634 | -397.6861 | -396.167 | -389.2574 | -393.5825 | -397.9076 | -396.3797 | -389.4125 | -393.7393 | -398.0661 | -396.5294 | -393.8318 | -393.8318 | -398.1596 | -396.6141 | -389.53 | -393.8581 | -398.1862 | -396.6318 | -389.4884 | -393.816 | -398.1437 | -396.5804 | -389.377 | -393.7034 | -398.0298 | -396.4577 | -393.5182 | -393.5182 | -397.8426 | -396.2615 | -388.9365 | -393.258 | -397.5795
x |  | RtB exit
|  | RtB price | EUR k | 15000
Exit waterfall (E: due, F: paid)
|  | Cash available (E: buyer reimbursement) | EUR k | 21842.7086 | 36842.7086
|  | Sale costs | EUR k | 500 | 500
|  | Recoverable principal | EUR k | 21412.2641 | 21412.2641
|  | 12 % return | EUR k | 1564.5366 | 1564.5366
|  | Land principal | EUR k | 430.4445 | 430.4445
|  | At-risk return | EUR k | 3119.6245 | 3119.6245
|  | 6 % guarantee return | EUR k | 974.9031 | 974.9031
|  | Developer success fee (DSA) | EUR k | 1113.1944 | 1113.1944
|  | Distributable | EUR k |  | 7727.7413
|  | FEP receipts at the exit | EUR k |  | 32911.1918
|  | Developer: DSA and share | EUR k |  | 3431.5168
Exit split, devex-file view (E: FEP claims + 70 %, F: A.RES DSA + 30 %)
|  | Split of the price | EUR k | 11068.4832 | 3431.5168
|  | Split total | EUR k | 14500
|  | Split per installed wind MW (E: FEP, F: A.RES) | EUR k/MW | 79.0606 | 24.5108
|  | FEP outlay to the exit: devex, deposits, signing and DD | EUR k | -24940.1078
|  | Split total per installed wind MW | EUR k/MW | 103.5714
FEP returns – RtB route
|  | FEP pre-tax cash flow (E: tax at the exit) | EUR k | -130.4616 |  | 6858.9919 | -400 | -1435.4206 | -678.4682 | -134.8595 | -135.8598 | -276.3858 | -1381.0657 | -95.6335 | -256.1157 | -409.2503 | -20574.0686 | -91.0239 | -92.0242 | 32819.1676 | 0 | 0 | 0 | 0 | 0 | 0 | 0 | 0 | 0 | 0 | 0 | 0 | 0 | 0 | 0 | 0 | 0 | 0 | 0 | 0 | 0 | 0 | 0 | 0 | 0 | 0 | 0 | 0 | 0 | 0 | 0 | 0 | 0 | 0 | 0 | 0 | 0 | 0 | 0 | 0 | 0 | 0 | 0 | 0 | 0 | 0 | 0 | 0 | 0 | 0 | 0 | 0 | 0 | 0 | 0 | 0 | 0 | 0 | 0 | 0 | 0 | 0 | 0 | 0 | 0 | 0 | 0 | 0 | 0 | 0 | 0 | 0 | 0 | 0 | 0 | 0 | 0 | 0 | 0 | 0 | 0 | 0 | 0 | 0 | 0 | 0 | 0 | 0 | 0 | 0 | 0 | 0 | 0 | 0 | 0 | 0 | 0 | 0 | 0 | 0 | 0 | 0 | 0 | 0 | 0 | 0 | 0 | 0 | 0 | 0 | 0 | 0 | 0 | 0 | 0 | 0 | 0 | 0 | 0 | 0 | 0 | 0 | 0 | 0 | 0 | 0 | 0
|  | FEP cash flow – RtB route | EUR k |  |  | 6728.5303 | -400 | -1435.4206 | -678.4682 | -134.8595 | -135.8598 | -276.3858 | -1381.0657 | -95.6335 | -256.1157 | -409.2503 | -20574.0686 | -91.0239 | -92.0242 | 32688.7061 | 0 | 0 | 0 | 0 | 0 | 0 | 0 | 0 | 0 | 0 | 0 | 0 | 0 | 0 | 0 | 0 | 0 | 0 | 0 | 0 | 0 | 0 | 0 | 0 | 0 | 0 | 0 | 0 | 0 | 0 | 0 | 0 | 0 | 0 | 0 | 0 | 0 | 0 | 0 | 0 | 0 | 0 | 0 | 0 | 0 | 0 | 0 | 0 | 0 | 0 | 0 | 0 | 0 | 0 | 0 | 0 | 0 | 0 | 0 | 0 | 0 | 0 | 0 | 0 | 0 | 0 | 0 | 0 | 0 | 0 | 0 | 0 | 0 | 0 | 0 | 0 | 0 | 0 | 0 | 0 | 0 | 0 | 0 | 0 | 0 | 0 | 0 | 0 | 0 | 0 | 0 | 0 | 0 | 0 | 0 | 0 | 0 | 0 | 0 | 0 | 0 | 0 | 0 | 0 | 0 | 0 | 0 | 0 | 0 | 0 | 0 | 0 | 0 | 0 | 0 | 0 | 0 | 0 | 0 | 0 | 0 | 0 | 0 | 0 | 0 | 0 | 0
|  | FEP IRR – RtB route | % | 22.91%
|  | FEP MOIC – RtB route (receipts after tax ÷ outlays) | x | 1.2583
|  | FEP NPV – RtB route | EUR k | 3485.0654
x |  | Sale at COD
|  | FEP contributions to COD | EUR k |  |  | -68638.606 | -400 | -1435.4206 | -678.4682 | -134.8595 | -135.8598 | -276.3858 | -1381.0657 | -95.6335 | -256.1157 | -409.2503 | -20574.0686 | -91.0239 | -92.0242 | -6189.0451 | -4514.9041 | -4540.5617 | -4565.4053 | -4540.0774 | -4418.4971 | -4443.0835 | -9466.856 | 0 | 0 | 0 | 0 | 0 | 0 | 0 | 0 | 0 | 0 | 0 | 0 | 0 | 0 | 0 | 0 | 0 | 0 | 0 | 0 | 0 | 0 | 0 | 0 | 0 | 0 | 0 | 0 | 0 | 0 | 0 | 0 | 0 | 0 | 0 | 0 | 0 | 0 | 0 | 0 | 0 | 0 | 0 | 0 | 0 | 0 | 0 | 0 | 0 | 0 | 0 | 0 | 0 | 0 | 0 | 0 | 0 | 0 | 0 | 0 | 0 | 0 | 0 | 0 | 0 | 0 | 0 | 0 | 0 | 0 | 0 | 0 | 0 | 0 | 0 | 0 | 0 | 0 | 0 | 0 | 0 | 0 | 0 | 0 | 0 | 0 | 0 | 0 | 0 | 0 | 0 | 0 | 0 | 0 | 0 | 0 | 0 | 0 | 0 | 0 | 0 | 0 | 0 | 0 | 0 | 0 | 0 | 0 | 0 | 0 | 0 | 0 | 0 | 0 | 0 | 0 | 0 | 0 | 0 | 0
|  | Buyer: community contribution vs reference (E: PV at COD) | EUR k | -24.7454 |  | -63.0766 | 0 | 0 | 0 | 0 | 0 | 0 | 0 | 0 | 0 | 0 | 0 | 0 | 0 | 0 | 0 | 0 | 0 | 0 | 0 | 0 | 0 | -0.55296 | -0.54695 | -0.54695 | -0.55296 | -0.55131 | -0.53932 | -0.54531 | -0.55131 | -0.54965 | -0.5377 | -0.54368 | -0.54965 | -0.548 | -0.53609 | -0.54205 | -0.548 | -0.54636 | -0.54042 | -0.54042 | -0.54636 | -0.54472 | -0.53288 | -0.5388 | -0.54472 | -0.54309 | -0.53128 | -0.53718 | -0.54309 | -0.54146 | -0.52969 | -0.53557 | -0.54146 | -0.53983 | -0.53396 | -0.53396 | -0.53983 | -0.53821 | -0.52651 | -0.53236 | -0.53821 | -0.5366 | -0.52493 | -0.53077 | -0.5366 | -0.53499 | -0.52336 | -0.52917 | -0.53499 | -0.53338 | -0.52759 | -0.52759 | -0.53338 | -0.53178 | -0.52022 | -0.526 | -0.53178 | -0.53019 | -0.51866 | -0.52442 | -0.53019 | -0.5286 | -0.51711 | -0.52285 | -0.5286 | -0.52701 | -0.52128 | -0.52128 | -0.52701 | -0.52543 | -0.51401 | -0.51972 | -0.52543 | -0.52385 | -0.51247 | -0.51816 | -0.52385 | -0.52228 | -0.51093 | -0.51661 | -0.52228 | -0.52072 | -0.51506 | -0.51506 | -0.52072 | -0.51915 | -0.50787 | -0.51351 | -0.51915 | -0.5176 | -0.50634 | -0.51197 | -0.5176 | -0.51604 | -0.50483 | -0.51043 | -0.51604 | -0.5145 | -0.5089 | -0.5089 | -0.5145 | -0.51295 | -0.5018 | -0.50738 | -0.51295 | -0.51141 | -0.5003 | -0.50585 | -0.51141 | -0.50988 | -0.49879 | -0.50434 | -0.50988 | -0.50835 | -0.50282 | -0.50282 | -0.50835 | -0.50682 | -0.49581 | -0.50131 | -0.50682
|  | COD price (E: gross, F: price effect) | EUR k | 245000 | -1094.9714
JV waterfall at COD (E: due, F: paid)
|  | Cash available (E: debt repaid) | EUR k | 92565.4712 | 151339.5574
|  | Sale costs | EUR k | 500 | 500
|  | FEP funding returned | EUR k | 63790.9472 | 63790.9472
|  | FEP claims to COD | EUR k | 11487.2306 | 11487.2306
|  | Developer success fee (DSA) | EUR k | 1400 | 1400
|  | Distributable | EUR k |  | 74161.3796
|  | FEP proceeds at COD | EUR k |  | 127191.1435
|  | FEP cash flow – sale at COD | EUR k |  |  | 58552.5375 | -400 | -1435.4206 | -678.4682 | -134.8595 | -135.8598 | -276.3858 | -1381.0657 | -95.6335 | -256.1157 | -409.2503 | -20574.0686 | -91.0239 | -92.0242 | -6189.0451 | -4514.9041 | -4540.5617 | -4565.4053 | -4540.0774 | -4418.4971 | -4443.0835 | 117724.2875 | 0 | 0 | 0 | 0 | 0 | 0 | 0 | 0 | 0 | 0 | 0 | 0 | 0 | 0 | 0 | 0 | 0 | 0 | 0 | 0 | 0 | 0 | 0 | 0 | 0 | 0 | 0 | 0 | 0 | 0 | 0 | 0 | 0 | 0 | 0 | 0 | 0 | 0 | 0 | 0 | 0 | 0 | 0 | 0 | 0 | 0 | 0 | 0 | 0 | 0 | 0 | 0 | 0 | 0 | 0 | 0 | 0 | 0 | 0 | 0 | 0 | 0 | 0 | 0 | 0 | 0 | 0 | 0 | 0 | 0 | 0 | 0 | 0 | 0 | 0 | 0 | 0 | 0 | 0 | 0 | 0 | 0 | 0 | 0 | 0 | 0 | 0 | 0 | 0 | 0 | 0 | 0 | 0 | 0 | 0 | 0 | 0 | 0 | 0 | 0 | 0 | 0 | 0 | 0 | 0 | 0 | 0 | 0 | 0 | 0 | 0 | 0 | 0 | 0 | 0 | 0 | 0 | 0 | 0 | 0
|  | FEP IRR – sale at COD | % | 40.46%
|  | FEP MOIC – sale at COD (proceeds ÷ contributions) | x | 1.8531
|  | FEP NPV – sale at COD | EUR k | 33641.1466
Commitment overview
|  | Securities: cash posted and guarantee outstanding | EUR k | 7326.0274
|  | Devex, land, signing and DD | EUR k | 3519.6245
|  | Construction capex incl. connection fees, municipal, pre-COD lease | EUR k | 148272.8787
|  | Financing: IDC, debt fees, guarantee fees | EUR k | 8170.4781
|  | Total commitment | EUR k | 167289.0087
|  | Penalty if overbuild not built, a call on the PB (F: full call) | EUR k | 1112.3288 | 6084.9315
|  | All-in cost to COD (E: uses, F: sources) | EUR k | 161204.0772 | 161204.0772
|  | All-in cost to COD per built MW | EUR k/MW | 1612.0408
x |  | Hold to maturity
|  | FEP equity cash flow – hold to maturity | EUR k |  |  | 297341.9904 | -400 | -1435.4206 | -678.4682 | -134.8595 | -135.8598 | -276.3858 | -1381.0657 | -95.6335 | -256.1157 | -409.2503 | -20574.0686 | -91.0239 | -92.0242 | -9620.5619 | -4514.9041 | -4540.5617 | -4565.4053 | -4540.0774 | -4418.4971 | -4443.0835 | -9466.856 | 1164.4194 | 35.0402 | 1147.369 | 1192.448 | 1177.5735 | 1027.7231 | 1135.6225 | 1177.3867 | 1161.5604 | 1096.2497 | 1138.0555 | 1179.833 | 1163.8096 | 1097.9026 | 1139.714 | 1181.4956 | 1165.2692 | 1143.0611 | 1140.5631 | 1182.3392 | 1165.9036 | 1098.7731 | 1140.5665 | 1182.3271 | 1165.6755 | 1097.9171 | 1139.6861 | 1181.4207 | 1164.5463 | 1096.1487 | 1137.8824 | 1179.58 | 1162.4755 | 1138.1614 | 1135.1141 | 1176.7631 | 1159.4211 | 1089.7095 | 1131.338 | 1172.9266 | 4110.1596 | 4043.0966 | 4088.0199 | 4132.9432 | 4118.552 | 4050.9697 | 4095.9805 | 4140.9913 | 4126.5131 | 4103.5002 | 4103.5002 | 4148.5936 | 4134.0282 | 4065.3928 | 4110.5639 | 4155.7349 | 4141.0821 | 4071.9127 | 4117.1562 | 4162.3996 | 4147.6592 | 4077.9507 | 4123.2612 | 4168.5718 | 4153.7435 | 4128.8629 | 4128.8629 | 4174.235 | 4159.3187 | 4088.5164 | 4133.9443 | 4179.3723 | 4164.3677 | 4093.0107 | 4138.4886 | 4183.9665 | 4168.8735 | 4096.9563 | 4142.4781 | 4187.9998 | 3999.5558 | 3974.5156 | 3974.5156 | 4018.1916 | 4002.9212 | 3933.634 | 3977.341 | 4021.048 | 4005.6887 | 3935.8247 | 3979.5561 | 4023.2875 | 4007.839 | 3937.3927 | 3981.1416 | 4024.8904 | 4009.3526 | 3982.0773 | 3982.0773 | 4025.8364 | 4010.2092 | 3938.5809 | 3982.3429 | 4026.1049 | 4010.3882 | 3938.16 | 3981.9174 | 4025.6747 | 4009.8683 | 3937.0343 | 3980.7791 | 4024.5239 | 4008.6277 | 3978.906 | 3978.906 | 4022.6302 | 4006.6442 | 3932.58 | 3976.2754 | 4019.9707
|  | FEP IRR – hold to maturity | % | 9.95%
|  | FEP MOIC – hold to maturity | x | 5.1257
|  | FEP NPV – hold to maturity | EUR k | 17199.1009
|  | DSCR (E: minimum) | x | 1.3688 |  |  | 22: 1.4252; 23: 1.4191; 24: 1.4191; 25: 1.4347; 26: 1.4297; 27: 1.3783; 28: 1.3843; 29: 1.3985; 30: 1.3931; 31: 1.371; 32: 1.3852; 33: 1.3993; 34: 1.3939; 35: 1.3716; 36: 1.3857; 37: 1.3999; 38: 1.3944; 39: 1.3868; 40: 1.386; 41: 1.4001; 42: 1.3946; 43: 1.3719; 44: 1.386; 45: 1.4001; 46: 1.3945; 47: 1.3716; 48: 1.3857; 49: 1.3998; 50: 1.3941; 51: 1.371; 52: 1.3851; 53: 1.3992; 54: 1.3934; 55: 1.3852; 56: 1.3842; 57: 1.3983; 58: 1.3924; 59: 1.3688; 60: 1.3829; 61: 1.397
***END***

## Checks
Project Bora – Checks
Period end | time axis 2026-09-30 to 2061-09-30
|  |  |  | Status | Fails
x |  | Checks (0 = OK)
|  | Levers within the tender rules – Calc_1 | flag | OK | 0
|  | Levers within the tender rules – Calc_2 | flag | OK | 0
|  | Exit and COD fall on a quarter end – Calc_1 | flag | OK | 0
|  | Exit and COD fall on a quarter end – Calc_2 | flag | OK | 0
|  | Cash posted to the exit = buyer reimbursement + participation fee – Calc_1 | flag | OK | 0
|  | Cash posted to the exit = buyer reimbursement + participation fee – Calc_2 | flag | OK | 0
|  | RtB waterfall: paid + distributable = cash available – Calc_1 | flag | OK | 0
|  | RtB waterfall: paid + distributable = cash available – Calc_2 | flag | OK | 0
|  | FEP RtB build-up adds up to the profit – Calc_1 | flag | OK | 0
|  | FEP RtB build-up adds up to the profit – Calc_2 | flag | OK | 0
|  | RtB waterfall: no step paid above its amount due – Calc_1 | flag | OK | 0
|  | RtB waterfall: no step paid above its amount due – Calc_2 | flag | OK | 0
|  | COD waterfall: distributable not negative, paid within cash available – Calc_1 | flag | OK | 0
|  | COD waterfall: distributable not negative, paid within cash available – Calc_2 | flag | OK | 0
|  | Sources = uses to COD (equity + debt vs all-in cost lines) – Calc_1 | flag | OK | 0
|  | Sources = uses to COD (equity + debt vs all-in cost lines) – Calc_2 | flag | OK | 0
|  | Debt repaid by the end of the tenor – Calc_1 | flag | OK | 0 | 0 | 0 | 0 | 0 | 0 | 0 | 0 | 0 | 0 | 0 | 0 | 0 | 0 | 0 | 0 | 0 | 0 | 0 | 0 | 0 | 0 | 0 | 0 | 0 | 0 | 0 | 0 | 0 | 0 | 0 | 0 | 0 | 0 | 0 | 0 | 0 | 0 | 0 | 0 | 0 | 0 | 0 | 0 | 0 | 0 | 0 | 0 | 0 | 0 | 0 | 0 | 0 | 0 | 0 | 0 | 0 | 0 | 0 | 0 | 0 | 0 | 0 | 0 | 0 | 0 | 0 | 0 | 0 | 0 | 0 | 0 | 0 | 0 | 0 | 0 | 0 | 0 | 0 | 0 | 0 | 0 | 0 | 0 | 0 | 0 | 0 | 0 | 0 | 0 | 0 | 0 | 0 | 0 | 0 | 0 | 0 | 0 | 0 | 0 | 0 | 0 | 0 | 0 | 0 | 0 | 0 | 0 | 0 | 0 | 0 | 0 | 0 | 0 | 0 | 0 | 0 | 0 | 0 | 0 | 0 | 0 | 0 | 0 | 0 | 0 | 0 | 0 | 0 | 0 | 0 | 0 | 0 | 0 | 0 | 0 | 0 | 0 | 0 | 0 | 0 | 0
|  | Debt repaid by the end of the tenor – Calc_2 | flag | OK | 0 | 0 | 0 | 0 | 0 | 0 | 0 | 0 | 0 | 0 | 0 | 0 | 0 | 0 | 0 | 0 | 0 | 0 | 0 | 0 | 0 | 0 | 0 | 0 | 0 | 0 | 0 | 0 | 0 | 0 | 0 | 0 | 0 | 0 | 0 | 0 | 0 | 0 | 0 | 0 | 0 | 0 | 0 | 0 | 0 | 0 | 0 | 0 | 0 | 0 | 0 | 0 | 0 | 0 | 0 | 0 | 0 | 0 | 0 | 0 | 0 | 0 | 0 | 0 | 0 | 0 | 0 | 0 | 0 | 0 | 0 | 0 | 0 | 0 | 0 | 0 | 0 | 0 | 0 | 0 | 0 | 0 | 0 | 0 | 0 | 0 | 0 | 0 | 0 | 0 | 0 | 0 | 0 | 0 | 0 | 0 | 0 | 0 | 0 | 0 | 0 | 0 | 0 | 0 | 0 | 0 | 0 | 0 | 0 | 0 | 0 | 0 | 0 | 0 | 0 | 0 | 0 | 0 | 0 | 0 | 0 | 0 | 0 | 0 | 0 | 0 | 0 | 0 | 0 | 0 | 0 | 0 | 0 | 0 | 0 | 0 | 0 | 0 | 0 | 0 | 0 | 0
|  | XIRR returned a number on every route – Calc_1 | flag | OK | 0
|  | XIRR returned a number on every route – Calc_2 | flag | OK | 0
|  | Stored zero bid + Δ = live, base set – bid 1 | flag | OK | 0
|  | Stored zero bid + Δ = live, base set – bid 2 | flag | OK | 0
|  | Stored results = live case | flag | OK | 0
|  | Master check |  | OK | 0
***END***